## MyList
ID | Description | Location | Equipment | Extra Info | Type | System | P&ID | Normal Pos | Iso Pos | Fluid | Size | Rec ID
01-IV-863A | LIT863A (upper iso) | CRT landing | LIT | no data | Iso Vlv | CND | 94.03.40.100.02-PD-0001-00 (4of13) | OPEN | CLOSED | no data | no data | no data
02-IV-863A | LIT863A (upper iso) | CRT landing | LIT | no data | Iso Vlv | CND | 94.03.40.100.02-PD-0001-00 (4of13) | OPEN | CLOSED | no data | no data | no data
01-IV-863C | LIT863B (upper iso) | CRT landing | LIT | no data | Iso Vlv | CND | 94.03.40.100.02-PD-0001-00 (4of13) | OPEN | CLOSED | no data | no data | no data
02-IV-863C | LIT863B (upper iso) | CRT landing | LIT | no data | Iso Vlv | CND | 94.03.40.100.02-PD-0001-00 (4of13) | OPEN | CLOSED | no data | no data | no data
01-IV-863E | LIT863C (upper iso) | CRT landing | LIT | no data | Iso Vlv | CND | 94.03.40.100.02-PD-0001-00 (4of13) | OPEN | CLOSED | no data | no data | no data
02-IV-863E | LIT863C (upper iso) | CRT landing | LIT | no data | Iso Vlv | CND | 94.03.40.100.02-PD-0001-00 (4of13) | OPEN | CLOSED | no data | no data | no data
01-IV-864A | Level Gauge 864 (upper iso) | CRT landing | LIT | no data | Iso Vlv | CND | 94.03.40.100.02-PD-0001-00 (4of13) | OPEN | CLOSED | no data | no data | no data
02-IV-864A | Level Gauge 864 (upper iso) | CRT landing | LIT | no data | Iso Vlv | CND | 94.03.40.100.02-PD-0001-00 (4of13) | OPEN | CLOSED | no data | no data | no data
01-IV-867A | PIT867A iso | CRT landing | PIT | no data | Iso Vlv | CND | 94.03.40.100.02-PD-0001-00 (4of13) | OPEN | CLOSED | no data | no data | no data
02-IV-867A | PIT867A iso | CRT landing | PIT | no data | Iso Vlv | CND | 94.03.40.100.02-PD-0001-00 (4of13) | OPEN | CLOSED | no data | no data | no data
01-IV-867B | PIT867B iso | CRT landing | PIT | no data | Iso Vlv | CND | 94.03.40.100.02-PD-0001-00 (4of13) | OPEN | CLOSED | no data | no data | no data
02-IV-867B | PIT867B iso | CRT landing | PIT | no data | Iso Vlv | CND | 94.03.40.100.02-PD-0001-00 (4of13) | OPEN | CLOSED | no data | no data | no data
01-IV-867C | PIT867C iso | CRT landing | PIT | no data | Iso Vlv | CND | 94.03.40.100.02-PD-0001-00 (4of13) | OPEN | CLOSED | no data | no data | no data
02-IV-867C | PIT867C iso | CRT landing | PIT | no data | Iso Vlv | CND | 94.03.40.100.02-PD-0001-00 (4of13) | OPEN | CLOSED | no data | no data | no data
01-IV-866 | PIT866 iso | CRT landing | PIT | no data | Iso Vlv | CND | 94.03.40.100.02-PD-0001-00 (4of13) | OPEN | CLOSED | no data | no data | no data
02-IV-866 | PIT866 iso | CRT landing | PIT | no data | Iso Vlv | CND | 94.03.40.100.02-PD-0001-00 (4of13) | OPEN | CLOSED | no data | no data | no data
01-IV-868 | PIT868 iso | CRT landing | PIT | no data | Iso Vlv | CND | 94.03.40.100.02-PD-0001-00 (4of13) | OPEN | CLOSED | no data | no data | no data
02-IV-868 | PIT868 iso | CRT landing | PIT | no data | Iso Vlv | CND | 94.03.40.100.02-PD-0001-00 (4of13) | OPEN | CLOSED | no data | no data | no data
02-VCND216 | Condensate Recirc before CV | CRT landing | CV/CRT | no data | Iso Vlv | CND | 20023894-PD-053A | OPEN | CLOSED | no data | no data | no data
01-VCND217 | Condensate Recirc CV bypass | CRT landing | CV/CRT | no data | Iso Vlv | CND | 20023894-PD-053A | OPEN | CLOSED | no data | no data | no data
02-VCND217 | Condensate Recirc CV bypass | CRT landing | CV/CRT | no data | Iso Vlv | CND | 20023894-PD-053A | OPEN | CLOSED | no data | no data | no data
01-VBFW | BFP "A" HP FW recirc iso before CV | CRT landing | CV/CRT | no data | Iso Vlv | BFW | no data | OPEN | CLOSED | no data | no data | no data
02-VBFW | BFP "A" HP FW recirc iso before CV | CRT landing | CV/CRT | no data | Iso Vlv | BFW | no data | OPEN | CLOSED | no data | no data | no data
01-VBFW | BFP "B" HP FW recirc iso before CV | CRT landing | CV/CRT | no data | Iso Vlv | BFW | no data | OPEN | CLOSED | no data | no data | no data
02-VBFW | BFP "B" HP FW recirc iso before CV | CRT landing | CV/CRT | no data | Iso Vlv | BFW | no data | OPEN | CLOSED | no data | no data | no data
01-VBFW | From TCA to CRT before CV iso | CRT landing | CV/CRT | no data | Iso Vlv | BFW | no data | OPEN | CLOSED | no data | no data | no data
02-VBFW | From TCA to CRT before CV iso | CRT landing | CV/CRT | no data | Iso Vlv | BFW | no data | OPEN | CLOSED | no data | no data | no data
01-VDWS532F | Emergency makeup FT | CRT landing | FIT | no data | Iso Vlv | DWS | no data | OPEN | no data | no data | no data | no data
02-VDWS532F | Emergency makeup FT | CRT landing | FIT | no data | Iso Vlv | DWS | no data | OPEN | no data | no data | no data | no data
01-VDWSF534F | Emergency makeup FT | CRT landing | FIT | no data | Iso Vlv | DWS | no data | OPEN | no data | no data | no data | no data
02-VDWSF534F | Emergency makeup FT | CRT landing | FIT | no data | Iso Vlv | DWS | no data | OPEN | no data | no data | no data | no data
01-VDWS528F | Normal makeup FT | CRT landing | FIT | no data | Iso Vlv | DWS | no data | OPEN | no data | no data | no data | no data
02-VDWS528F | Normal makeup FT | CRT landing | FIT | no data | Iso Vlv | DWS | no data | OPEN | no data | no data | no data | no data
01-VDWSF530F | Normal makeup FT | CRT landing | FIT | no data | Iso Vlv | DWS | no data | OPEN | no data | no data | no data | no data
02-VDWSF530F | Normal makeup FT | CRT landing | FIT | no data | Iso Vlv | DWS | no data | OPEN | no data | no data | no data | no data
01-nodata | Air ejector suction/discharge | CRT landing | CRT/Air ejector | no data | Iso Vlv | AXS | no data | no data | no data | no data | no data | no data
02-nodata | Air ejector suction/discharge | CRT landing | CRT/Air ejector | no data | Iso Vlv | AXS | no data | no data | no data | no data | no data | no data
01-VCND | Condensate Receiver Tank drain valve | CRT area | CRT | no data | no data | CND | no data | CLOSED | no data | no data | no data | no data
02-VCND | Condensate Receiver Tank drain valve | CRT area | CRT | no data | no data | CND | no data | CLOSED | no data | no data | no data | no data
01-VCND | Level indicating instruments (4 lower valves) | CRT area | LIT | no data | no data | CND | no data | OPEN | no data | no data | no data | no data
02-VCND | Level indicating instruments (4 lower valves) | CRT area | LIT | no data | no data | CND | no data | OPEN | no data | no data | no data | no data
01-nodata | Cond. Receiver Tank PITs | CRT area | PIT | no data | no data | CND | no data | OPEN | no data | no data | no data | no data
02-nodata | Cond. Receiver Tank PITs | CRT area | PIT | no data | no data | CND | no data | OPEN | no data | no data | no data | no data
01-VCND | Condensate Recirc Strainer DP isolation (2) valves | CRT area | CRT | no data | no data | CND | no data | OPEN | no data | no data | no data | no data
02-VCND | Condensate Recirc Strainer DP isolation (2) valves | CRT area | CRT | no data | no data | CND | no data | OPEN | no data | no data | no data | no data
01-nodata | ACC street iso bypass trap (2 sets) | CRT area | ACC | no data | no data | CND | no data | CLOSED | no data | no data | no data | no data
02-nodata | ACC street iso bypass trap (2 sets) | CRT area | ACC | no data | no data | CND | no data | CLOSED | no data | no data | no data | no data
01-VCND | Inlet valve to strainer #1 | CRT area | CND pump A | no data | no data | CND | no data | OPEN | no data | no data | no data | no data
02-VCND | Inlet valve to strainer #1 | CRT area | CND pump A | no data | no data | CND | no data | OPEN | no data | no data | no data | no data
01-VCND | Inlet valve to strainer #2 | CRT area | CND pump A | no data | no data | CND | no data | CLOSED | no data | no data | no data | no data
02-VCND | Inlet valve to strainer #2 | CRT area | CND pump A | no data | no data | CND | no data | CLOSED | no data | no data | no data | no data
01-VCND | Outlet valve from strainer 1 | CRT area | CND pump A | no data | no data | CND | no data | OPEN | no data | no data | no data | no data
02-VCND | Outlet valve from strainer 1 | CRT area | CND pump A | no data | no data | CND | no data | OPEN | no data | no data | no data | no data
01-VCND | Outlet valve from strainer 2 | CRT area | CND pump A | no data | no data | CND | no data | CLOSED | no data | no data | no data | no data
02-VCND | Outlet valve from strainer 2 | CRT area | CND pump A | no data | no data | CND | no data | CLOSED | no data | no data | no data | no data
01-VCND819 | Seal water pressure gauge | CRT area | CND pump A | no data | no data | CND | no data | OPEN | no data | no data | no data | no data
02-VCND819 | Seal water pressure gauge | CRT area | CND pump A | no data | no data | CND | no data | OPEN | no data | no data | no data | no data
01-VCND | Inlet valve to strainer 1 | CRT area | CND pump B | no data | no data | CND | no data | OPEN | no data | no data | no data | no data
02-VCND | Inlet valve to strainer 1 | CRT area | CND pump B | no data | no data | CND | no data | OPEN | no data | no data | no data | no data
01-VCND | Inlet valve to strainer 2 | CRT area | CND pump B | no data | no data | CND | no data | CLOSED | no data | no data | no data | no data
02-VCND | Inlet valve to strainer 2 | CRT area | CND pump B | no data | no data | CND | no data | CLOSED | no data | no data | no data | no data
01-VCND | Outlet valve from strainer 1 | CRT area | CND pump B | no data | no data | CND | no data | OPEN | no data | no data | no data | no data
02-VCND | Outlet valve from strainer 1 | CRT area | CND pump B | no data | no data | CND | no data | OPEN | no data | no data | no data | no data
01-VCND | Outlet valve from strainer 2 | CRT area | CND pump B | no data | no data | CND | no data | CLOSED | no data | no data | no data | no data
02-VCND | Outlet valve from strainer 2 | CRT area | CND pump B | no data | no data | CND | no data | CLOSED | no data | no data | no data | no data
01-VCND | Inlet valve to strainer 1 | CRT area | CND pump C | no data | no data | CND | no data | OPEN | no data | no data | no data | no data
02-VCND | Inlet valve to strainer 1 | CRT area | CND pump C | no data | no data | CND | no data | OPEN | no data | no data | no data | no data
01-VCND | Inlet valve to strainer 2 | CRT area | CND pump C | no data | no data | CND | no data | CLOSED | no data | no data | no data | no data
02-VCND | Inlet valve to strainer 2 | CRT area | CND pump C | no data | no data | CND | no data | CLOSED | no data | no data | no data | no data
01-VCND | Outlet valve from strainer 1 | CRT area | CND pump C | no data | no data | CND | no data | OPEN | no data | no data | no data | no data
02-VCND | Outlet valve from strainer 1 | CRT area | CND pump C | no data | no data | CND | no data | OPEN | no data | no data | no data | no data
01-VCND | Outlet valve from strainer 2 | CRT area | CND pump C | no data | no data | CND | no data | CLOSED | no data | no data | no data | no data
02-VCND | Outlet valve from strainer 2 | CRT area | CND pump C | no data | no data | CND | no data | CLOSED | no data | no data | no data | no data
01-VCND | Vent Before Iron Filters | CRT area | IRON Filter Bypass | no data | no data | CND | no data | CLOSED | no data | no data | no data | no data
02-VCND | Vent Before Iron Filters | CRT area | IRON Filter Bypass | no data | no data | CND | no data | CLOSED | no data | no data | no data | no data
01-nodata | Steam Duct Drip Leg LT iso (6 valves) | ST Drains Tank area | ST DT pump | no data | no data | no data | no data | no data | no data | no data | no data | no data
02-nodata | Steam Duct Drip Leg LT iso (6 valves) | ST Drains Tank area | ST DT pump | no data | no data | no data | no data | no data | no data | no data | no data | no data
01-nodata | Drains tank sump pump A | ST Drains Tank area | ST DT pump | no data | no data | VSTP | no data | no data | no data | no data | no data | no data
02-nodata | Drains tank sump pump A | ST Drains Tank area | ST DT pump | no data | no data | VSTP | no data | no data | no data | no data | no data | no data
01-nodata | Drains tank sump pump B | ST Drains Tank area | ST DT pump | no data | no data | VSTP | no data | no data | no data | no data | no data | no data
02-nodata | Drains tank sump pump B | ST Drains Tank area | ST DT pump | no data | no data | VSTP | no data | no data | no data | no data | no data | no data
01-VSTP258 | DT pump discharge vent | ST Drains Tank area | ST DT pump | no data | no data | STP | no data | CLOSED | no data | no data | no data | no data
02-VSTP258 | DT pump discharge vent | ST Drains Tank area | ST DT pump | no data | no data | STP | no data | CLOSED | no data | no data | no data | no data
01-VSTP259 | DT pump discharge drain | ST Drains Tank area | ST DT pump | no data | no data | STP | no data | CLOSED | no data | no data | no data | no data
02-VSTP259 | DT pump discharge drain | ST Drains Tank area | ST DT pump | no data | no data | STP | no data | CLOSED | no data | no data | no data | no data
01-VCND | Hood Spray and Gland Steam attemperator | ST upper East | Attemperator | no data | no data | CND | no data | OPEN | no data | no data | no data | no data
02-VCND | Hood Spray and Gland Steam attemperator | ST upper East | Attemperator | no data | no data | CND | no data | OPEN | no data | no data | no data | no data
02-VCND216 | CRH ventilator spray vent (OUTSIDE DECK) | ST upper East (OUTSIDE DECK) | Attemperator | no data | no data | CND | no data | CLOSED | no data | no data | no data | no data
01-VCND364 | CRH ventilator spray drain (OUTSIDE DECK) | ST upper East (OUTSIDE DECK) | Attemperator | no data | no data | CND | no data | CLOSED | no data | no data | no data | no data
02-VCND364 | CRH ventilator spray drain (OUTSIDE DECK) | ST upper East (OUTSIDE DECK) | Attemperator | no data | no data | CND | no data | CLOSED | no data | no data | no data | no data
01-MAW01AA001 | GS Exhauster A inlet | ST upper East | GS condenser | no data | no data | STP | no data | no data | no data | no data | no data | no data
02-MAW01AA001 | GS Exhauster A inlet | ST upper East | GS condenser | no data | no data | STP | no data | no data | no data | no data | no data | no data
01-MAW01AA002 | GS Exhauster B inlet | ST upper East | GS condenser | no data | no data | STP | no data | no data | no data | no data | no data | no data
02-MAW01AA002 | GS Exhauster B inlet | ST upper East | GS condenser | no data | no data | STP | no data | no data | no data | no data | no data | no data
01-VSTP204 | GS supply CV bypass | ST upper East | GS condenser | no data | no data | STP | no data | no data | no data | no data | no data | no data
02-VSTP204 | GS supply CV bypass | ST upper East | GS condenser | no data | no data | STP | no data | no data | no data | no data | no data | no data
01-nodata | Condenser Vacuum PITs (127/128/129) | ST upper East | PT | no data | no data | no data | no data | no data | no data | no data | no data | no data
02-nodata | Condenser Vacuum PITs (127/128/129) | ST upper East | PT | no data | no data | no data | no data | no data | no data | no data | no data | no data
01-VCND501 | LP turbine exhause pressure PITs | ST upper East | ST | no data | no data | CND | no data | no data | no data | no data | no data | no data
02-VCND501 | LP turbine exhause pressure PITs | ST upper East | ST | no data | no data | CND | no data | no data | no data | no data | no data | no data
01-VCND502 | LP turbine exhause pressure PITs | ST upper East | ST | no data | no data | CND | no data | no data | no data | no data | no data | no data
02-VCND502 | LP turbine exhause pressure PITs | ST upper East | ST | no data | no data | CND | no data | no data | no data | no data | no data | no data
01-VCND503 | LP turbine exhause pressure PITs | ST upper East | ST | no data | no data | CND | no data | no data | no data | no data | no data | no data
02-VCND503 | LP turbine exhause pressure PITs | ST upper East | ST | no data | no data | CND | no data | no data | no data | no data | no data | no data
01-VAX159 | GS supply iso before superheater | ST lower East | Gland Steam | no data | no data | STP | no data | no data | no data | no data | no data | no data
02-VAX159 | GS supply iso before superheater | ST lower East | Gland Steam | no data | no data | STP | no data | no data | no data | no data | no data | no data
01-nodata | LP steam PIT (turbine side) | ST lower | no data | no data | no data | LPS | no data | no data | no data | no data | no data | no data
02-nodata | LP steam PIT (turbine side) | ST lower | no data | no data | no data | LPS | no data | no data | no data | no data | no data | no data
01-VLPS174 | Vents and drains on level switches | ST lower | no data | no data | no data | LPS | no data | no data | no data | no data | no data | no data
02-VLPS174 | Vents and drains on level switches | ST lower | no data | no data | no data | LPS | no data | no data | no data | no data | no data | no data
01-VLPS176 | Vents and drains on level switches | ST lower | no data | no data | no data | LPS | no data | no data | no data | no data | no data | no data
02-VLPS176 | Vents and drains on level switches | ST lower | no data | no data | no data | LPS | no data | no data | no data | no data | no data | no data
01-VLPS | LP steam strainer drain | ST lower | no data | no data | no data | LPS | no data | no data | no data | no data | no data | no data
02-VLPS | LP steam strainer drain | ST lower | no data | no data | no data | LPS | no data | no data | no data | no data | no data | no data
01-VLPS | Manuall iso drain before and after LP steam CV | ST lower | no data | no data | no data | LPS | no data | no data | no data | no data | no data | no data
02-VLPS | Manuall iso drain before and after LP steam CV | ST lower | no data | no data | no data | LPS | no data | no data | no data | no data | no data | no data
01-MAC03AA801 | LP Turbine inlet steam PIT (123) | ST lower | no data | no data | no data | LPS | no data | no data | no data | no data | no data | no data
02-MAC03AA801 | LP Turbine inlet steam PIT (123) | ST lower | no data | no data | no data | LPS | no data | no data | no data | no data | no data | no data
01-MAA03AA801 | HP turbine inlet steam PITs (101/102/103) | ST lower East | no data | no data | no data | HPS | no data | no data | no data | no data | no data | no data
02-MAA03AA801 | HP turbine inlet steam PITs (101/102/103) | ST lower East | no data | no data | no data | HPS | no data | no data | no data | no data | no data | no data
01-MAAAA802 | HP turbine inlet steam PITs (101/102/103) | ST lower East | no data | no data | no data | HPS | no data | no data | no data | no data | no data | no data
02-MAAAA802 | HP turbine inlet steam PITs (101/102/103) | ST lower East | no data | no data | no data | HPS | no data | no data | no data | no data | no data | no data
01-MAAAA803 | HP turbine inlet steam PITs (101/102/103) | ST lower East | no data | no data | no data | HPS | no data | no data | no data | no data | no data | no data
02-MAAAA803 | HP turbine inlet steam PITs (101/102/103) | ST lower East | no data | no data | no data | HPS | no data | no data | no data | no data | no data | no data
01-MAAAA804 | HP turbine inlet steam PITs (101/102/103) | ST lower East | no data | no data | no data | HPS | no data | no data | no data | no data | no data | no data
02-MAAAA804 | HP turbine inlet steam PITs (101/102/103) | ST lower East | no data | no data | no data | HPS | no data | no data | no data | no data | no data | no data
01-MAAAA805 | HP turbine inlet steam PITs (101/102/103) | ST lower East | no data | no data | no data | HPS | no data | no data | no data | no data | no data | no data
02-MAAAA805 | HP turbine inlet steam PITs (101/102/103) | ST lower East | no data | no data | no data | HPS | no data | no data | no data | no data | no data | no data
01-MAAAA806 | HP turbine inlet steam PITs (101/102/103) | ST lower East | no data | no data | no data | HPS | no data | no data | no data | no data | no data | no data
02-MAAAA806 | HP turbine inlet steam PITs (101/102/103) | ST lower East | no data | no data | no data | HPS | no data | no data | no data | no data | no data | no data
01-MAA41AA801 | HP turbine exhaust PITs (110/111/112) | ST lower East | no data | no data | no data | CRH | no data | no data | no data | no data | no data | no data
02-MAA41AA801 | HP turbine exhaust PITs (110/111/112) | ST lower East | no data | no data | no data | CRH | no data | no data | no data | no data | no data | no data
01-MAAAA802 | HP turbine exhaust PITs (110/111/112) | ST lower East | no data | no data | no data | CRH | no data | no data | no data | no data | no data | no data
02-MAAAA802 | HP turbine exhaust PITs (110/111/112) | ST lower East | no data | no data | no data | CRH | no data | no data | no data | no data | no data | no data
01-MAAAA803 | HP turbine exhaust PITs (110/111/112) | ST lower East | no data | no data | no data | CRH | no data | no data | no data | no data | no data | no data
02-MAAAA803 | HP turbine exhaust PITs (110/111/112) | ST lower East | no data | no data | no data | CRH | no data | no data | no data | no data | no data | no data
01-VCRH129 | HP turbine exhaust Drip Leg Level Switche vents | ST lower East | no data | no data | no data | CRH | no data | no data | no data | no data | no data | no data
02-VCRH129 | HP turbine exhaust Drip Leg Level Switche vents | ST lower East | no data | no data | no data | CRH | no data | no data | no data | no data | no data | no data
01-VCRH145 | HP turbine exhaust Drip Leg Level Switche vents | ST lower East | no data | no data | no data | CRH | no data | no data | no data | no data | no data | no data
02-VCRH145 | HP turbine exhaust Drip Leg Level Switche vents | ST lower East | no data | no data | no data | CRH | no data | no data | no data | no data | no data | no data
01-VCRH126 | HP turbine exhaust Drip Leg Level Switche vents | ST lower East | no data | no data | no data | CRH | no data | no data | no data | no data | no data | no data
02-VCRH126 | HP turbine exhaust Drip Leg Level Switche vents | ST lower East | no data | no data | no data | CRH | no data | no data | no data | no data | no data | no data
01-VCRH149 | HP turbine exhaust Drip Leg Level Switche vents | ST lower East | no data | no data | no data | CRH | no data | no data | no data | no data | no data | no data
02-VCRH149 | HP turbine exhaust Drip Leg Level Switche vents | ST lower East | no data | no data | no data | CRH | no data | no data | no data | no data | no data | no data
01-VCRH152 | CRH Drip Leg Level Switche vents | ST lower East | no data | no data | no data | CRH | no data | no data | no data | no data | no data | no data
02-VCRH152 | CRH Drip Leg Level Switche vents | ST lower East | no data | no data | no data | CRH | no data | no data | no data | no data | no data | no data
01-VCRH116 | CRH Drip Leg Level Switche vents | ST lower East | no data | no data | no data | CRH | no data | no data | no data | no data | no data | no data
02-VCRH116 | CRH Drip Leg Level Switche vents | ST lower East | no data | no data | no data | CRH | no data | no data | no data | no data | no data | no data
01-VCRH153 | CRH Drip Leg Level Switche vents | ST lower East | no data | no data | no data | CRH | no data | no data | no data | no data | no data | no data
02-VCRH153 | CRH Drip Leg Level Switche vents | ST lower East | no data | no data | no data | CRH | no data | no data | no data | no data | no data | no data
01-VCRH113 | CRH Drip Leg Level Switche vents | ST lower East | no data | no data | no data | CRH | no data | no data | no data | no data | no data | no data
02-VCRH113 | CRH Drip Leg Level Switche vents | ST lower East | no data | no data | no data | CRH | no data | no data | no data | no data | no data | no data
01-MAB03BR801 | IP Turbine Inlet steam PITs (113/114/115) | ST lower East | no data | no data | no data | HRH | no data | no data | no data | no data | no data | no data
02-MAB03BR801 | IP Turbine Inlet steam PITs (113/114/115) | ST lower East | no data | no data | no data | HRH | no data | no data | no data | no data | no data | no data
01-MABBR802 | IP Turbine Inlet steam PITs (113/114/115) | ST lower East | no data | no data | no data | HRH | no data | no data | no data | no data | no data | no data
02-MABBR802 | IP Turbine Inlet steam PITs (113/114/115) | ST lower East | no data | no data | no data | HRH | no data | no data | no data | no data | no data | no data
01-MABBR803 | IP Turbine Inlet steam PITs (113/114/115) | ST lower East | no data | no data | no data | HRH | no data | no data | no data | no data | no data | no data
02-MABBR803 | IP Turbine Inlet steam PITs (113/114/115) | ST lower East | no data | no data | no data | HRH | no data | no data | no data | no data | no data | no data
01-VHHS803 | 1st stage HP superheater Drip leg 2 Lvl switches (8) isolation valves | HRSG lower East | no data | no data | no data | HHS | no data | no data | no data | no data | no data | no data
01-VHHS804 | 1st stage HP superheater Drip leg 2 Lvl switches (8) isolation valves | HRSG lower East | no data | no data | no data | HHS | no data | no data | no data | no data | no data | no data
01-VHHS805 | 1st stage HP superheater Drip leg 2 Lvl switches (8) isolation valves | HRSG lower East | no data | no data | no data | HHS | no data | no data | no data | no data | no data | no data
01-VHHS806 | 1st stage HP superheater Drip leg 2 Lvl switches (8) isolation valves | HRSG lower East | no data | no data | no data | HHS | no data | no data | no data | no data | no data | no data
01-VHHS807 | 1st stage HP superheater Drip leg 2 Lvl switches (8) isolation valves | HRSG lower East | no data | no data | no data | HHS | no data | no data | no data | no data | no data | no data
01-VHHS808 | 1st stage HP superheater Drip leg 2 Lvl switches (8) isolation valves | HRSG lower East | no data | no data | no data | HHS | no data | no data | no data | no data | no data | no data
01-VHHS809 | 1st stage HP superheater Drip leg 2 Lvl switches (8) isolation valves | HRSG lower East | no data | no data | no data | HHS | no data | no data | no data | no data | no data | no data
01-VHHS810 | 1st stage HP superheater Drip leg 2 Lvl switches (8) isolation valves | HRSG lower East | no data | no data | no data | HHS | no data | no data | no data | no data | no data | no data
01-VHHS867 | 1st stage HP superheater Drip leg drain (2) valves | HRSG lower East | no data | no data | no data | HHS | no data | no data | no data | no data | no data | no data
01-VHHS868 | 1st stage HP superheater Drip leg drain (2) valves | HRSG lower East | no data | no data | no data | HHS | no data | no data | no data | no data | no data | no data
01-VHHS811 | HP Superheater vent to atmoshpere | HRSG lower East | no data | no data | no data | HHS | no data | no data | no data | no data | no data | no data
01-VHHS812 | HP Superheater vent to atmoshpere | HRSG lower East | no data | no data | no data | HHS | no data | no data | no data | no data | no data | no data
01-VHHS909 | 3rd stage HP superheater Drip leg drain (2) valves | HRSG lower East | no data | no data | no data | HHS | no data | no data | no data | no data | no data | no data
01-VHHS910 | 3rd stage HP superheater Drip leg drain (2) valves | HRSG lower East | no data | no data | no data | HHS | no data | no data | no data | no data | no data | no data
01-VHRS969 | Reheater interstage Dripleg drain | HRSG lower West | no data | no data | no data | HRS | no data | no data | no data | no data | no data | no data
01-VHRS970 | Reheater interstage Dripleg drain | HRSG lower West | no data | no data | no data | HRS | no data | no data | no data | no data | no data | no data
01-VHIS856 | IP superheater outlet dripleg drain | HRSG lower | no data | no data | no data | HIS | no data | no data | no data | no data | no data | no data
01-VHIS857 | IP superheater outlet dripleg drain | HRSG lower | no data | no data | no data | HIS | no data | no data | no data | no data | no data | no data
01-VHIS987 | IP superheater outlet PIT | HRSG lower | no data | no data | no data | HIS | no data | no data | no data | no data | no data | no data
01-VHIS988 | IP superheater outlet PIT | HRSG lower | no data | no data | no data | HIS | no data | no data | no data | no data | no data | no data
01-VHIS864 | IP steam flow meter | HRSG lower | no data | no data | no data | HIS | no data | no data | no data | no data | no data | no data
01-VHIS865 | IP steam flow meter | HRSG lower | no data | no data | no data | HIS | no data | no data | no data | no data | no data | no data
01-VHIS866 | IP steam flow meter | HRSG lower | no data | no data | no data | HIS | no data | no data | no data | no data | no data | no data
01-VHIS867 | IP steam flow meter | HRSG lower | no data | no data | no data | HIS | no data | no data | no data | no data | no data | no data
01-VHIS994 | IP steam flow meter | HRSG lower | no data | no data | no data | HIS | no data | no data | no data | no data | no data | no data
01-VHIS995 | IP steam flow meter | HRSG lower | no data | no data | no data | HIS | no data | no data | no data | no data | no data | no data
01-VHIS996 | IP steam flow meter | HRSG lower | no data | no data | no data | HIS | no data | no data | no data | no data | no data | no data
01-VHIS997 | IP steam flow meter | HRSG lower | no data | no data | no data | HIS | no data | no data | no data | no data | no data | no data
01-VHIS801 | IP superheater outlet drain (before MOV) | HRSG lower | no data | no data | no data | HIS | no data | no data | no data | no data | no data | no data
01-VHIS802 | IP superheater outlet drain (before MOV) | HRSG lower | no data | no data | no data | HIS | no data | no data | no data | no data | no data | no data
01-VHIS908 | IP superheater outlet MOV bypass | HRSG lower | no data | no data | no data | HIS | no data | no data | no data | no data | no data | no data
01-VHLS811 | 3 PIT (6) iso valves | HRSG lower West | no data | no data | no data | HLS | no data | no data | no data | no data | no data | no data
01-VHLS812 | 3 PIT (6) iso valves | HRSG lower West | no data | no data | no data | HLS | no data | no data | no data | no data | no data | no data
01-VHLS813 | 3 PIT (6) iso valves | HRSG lower West | no data | no data | no data | HLS | no data | no data | no data | no data | no data | no data
01-VHLS814 | 3 PIT (6) iso valves | HRSG lower West | no data | no data | no data | HLS | no data | no data | no data | no data | no data | no data
01-VHLS815 | 3 PIT (6) iso valves | HRSG lower West | no data | no data | no data | HLS | no data | no data | no data | no data | no data | no data
01-VHLS816 | 3 PIT (6) iso valves | HRSG lower West | no data | no data | no data | HLS | no data | no data | no data | no data | no data | no data
01-VHLS808 | Sampling | HRSG lower West | no data | no data | no data | HLS | no data | no data | no data | no data | no data | no data
01-VHLS809 | Sampling | HRSG lower West | no data | no data | no data | HLS | no data | no data | no data | no data | no data | no data
01-VHLS986 | Drip leg drain before MOV | HRSG lower West | no data | no data | no data | HLS | no data | no data | no data | no data | no data | no data
01-VHLS987 | Drip leg drain before MOV | HRSG lower West | no data | no data | no data | HLS | no data | no data | no data | no data | no data | no data
01-VHHS994 | Steam to HP Evap drain after MOV | HRSG lower | no data | no data | no data | HHS | no data | no data | no data | no data | no data | no data
01-VHHS995 | Steam to HP Evap drain after MOV | HRSG lower | no data | no data | no data | HHS | no data | no data | no data | no data | no data | no data
01-VHHS996 | Steam to HP Evap strainer drain | HRSG lower | no data | no data | no data | HHS | no data | no data | no data | no data | no data | no data
01-VHHS997 | Steam to HP Evap strainer drain | HRSG lower | no data | no data | no data | HHS | no data | no data | no data | no data | no data | no data
01-VHIS852 | Steam to IP Evap strainer drain | HRSG lower | no data | no data | no data | HIS | no data | no data | no data | no data | no data | no data
01-VHIS853 | Steam to IP Evap strainer drain | HRSG lower | no data | no data | no data | HIS | no data | no data | no data | no data | no data | no data
01-VHLS904 | Steam to LP Evap MOV bypass | HRSG lower | no data | no data | no data | HLS | no data | no data | no data | no data | no data | no data
01-VHLS985 | Steam to LP Evap drain after MOV | HRSG lower | no data | no data | no data | HLS | no data | no data | no data | no data | no data | no data
01-VHLS999 | Steam to LP Evap drain after MOV | HRSG lower | no data | no data | no data | HLS | no data | no data | no data | no data | no data | no data
01-VHLS992 | Steam to LP Evap strainer drain | HRSG lower | no data | no data | no data | HLS | no data | no data | no data | no data | no data | no data
01-VHLS993 | Steam to LP Evap strainer drain | HRSG lower | no data | no data | no data | HLS | no data | no data | no data | no data | no data | no data
01-VHHS916 | HP FW to economizer PIT (before LCV) | no data | no data | no data | no data | BFW HP | no data | OPEN | no data | no data | no data | no data
01-VHHS917 | HP FW to economizer PIT (before LCV) | no data | no data | no data | no data | BFW HP | no data | OPEN | no data | no data | no data | no data
01-VHHS907 | HP drum LCV bypass | HRSG lower West | no data | no data | no data | BFW HP | no data | CLOSED | no data | no data | no data | no data
01-VHHS901 | HP drum High flow LCV iso | HRSG lower West | no data | no data | no data | BFW HP | no data | OPEN | no data | no data | no data | no data
01-VHHS | HP drum High flow LCV iso bypass | HRSG lower West | no data | no data | no data | BFW HP | no data | CLOSED | no data | no data | no data | no data
02-VHHS | HP drum High flow LCV iso bypass | HRSG lower West | no data | no data | no data | BFW HP | no data | CLOSED | no data | no data | no data | no data
01-VHHS | HP drum High flow LCV iso equalizing valve | HRSG lower West | no data | no data | no data | BFW HP | no data | OPEN | no data | no data | no data | no data
02-VHHS | HP drum High flow LCV iso equalizing valve | HRSG lower West | no data | no data | no data | BFW HP | no data | OPEN | no data | no data | no data | no data
01-VHHS903 | HP drum Low flow LCV iso | HRSG lower West | no data | no data | no data | BFW HP | no data | OPEN | no data | no data | no data | no data
01-VHHS | HP drum Low flow LCV iso bypass | HRSG lower West | no data | no data | no data | BFW HP | no data | CLOSED | no data | no data | no data | no data
02-VHHS | HP drum Low flow LCV iso bypass | HRSG lower West | no data | no data | no data | BFW HP | no data | CLOSED | no data | no data | no data | no data
01-VHHS | HP drum Low flow LCV iso equalizing valve | HRSG lower West | no data | no data | no data | BFW HP | no data | OPEN | no data | no data | no data | no data
02-VHHS | HP drum Low flow LCV iso equalizing valve | HRSG lower West | no data | no data | no data | BFW HP | no data | OPEN | no data | no data | no data | no data
01-VHHS857 | HP drum High flow drain | HRSG lower West | no data | no data | no data | BFW HP | no data | CLOSED | no data | no data | no data | no data
01-VHHS856 | HP drum High flow drain | HRSG lower West | no data | no data | no data | BFW HP | no data | CLOSED | no data | no data | no data | no data
01-VHHS859 | HP drum Low flow drain | HRSG lower West | no data | no data | no data | BFW HP | no data | CLOSED | no data | no data | no data | no data
01-VHHS858 | HP drum Low flow drain | HRSG lower West | no data | no data | no data | BFW HP | no data | CLOSED | no data | no data | no data | no data
01-VHHS902 | HP drum High flow LCV outlet iso | HRSG lower West | no data | no data | no data | BFW HP | no data | OPEN | no data | no data | no data | no data
01-VHHS | HP drum High flow LCV outlet iso bypass | HRSG lower West | no data | no data | no data | BFW HP | no data | CLOSED | no data | no data | no data | no data
02-VHHS | HP drum High flow LCV outlet iso bypass | HRSG lower West | no data | no data | no data | BFW HP | no data | CLOSED | no data | no data | no data | no data
01-VHHS | HP drum High flow LCV outlet iso equalizing | HRSG lower West | no data | no data | no data | BFW HP | no data | OPEN | no data | no data | no data | no data
02-VHHS | HP drum High flow LCV outlet iso equalizing | HRSG lower West | no data | no data | no data | BFW HP | no data | OPEN | no data | no data | no data | no data
01-VHHS | HP drum Low flow LCV outlet iso bypass | HRSG lower West | no data | no data | no data | BFW HP | no data | CLOSED | no data | no data | no data | no data
02-VHHS | HP drum Low flow LCV outlet iso bypass | HRSG lower West | no data | no data | no data | BFW HP | no data | CLOSED | no data | no data | no data | no data
01-VHHS | HP drum Low flow LCV outlet iso equalizing | HRSG lower West | no data | no data | no data | BFW HP | no data | OPEN | no data | no data | no data | no data
02-VHHS | HP drum Low flow LCV outlet iso equalizing | HRSG lower West | no data | no data | no data | BFW HP | no data | OPEN | no data | no data | no data | no data
01-VHHS913 | HP drum FW drain before MOV | HRSG lower West | no data | no data | no data | BFW HP | no data | CLOSED | no data | no data | no data | no data
01-VHHS912 | HP drum FW drain before MOV | HRSG lower West | no data | no data | no data | BFW HP | no data | CLOSED | no data | no data | no data | no data
01-VHHS | MOV 901 bypass | HRSG lower West | no data | no data | no data | BFW HP | no data | CLOSED | no data | no data | no data | no data
02-VHHS | MOV 901 bypass | HRSG lower West | no data | no data | no data | BFW HP | no data | CLOSED | no data | no data | no data | no data
01-VHHS | MOV 901 equalizing | HRSG lower West | no data | no data | no data | BFW HP | no data | OPEN | no data | no data | no data | no data
02-VHHS | MOV 901 equalizing | HRSG lower West | no data | no data | no data | BFW HP | no data | OPEN | no data | no data | no data | no data
01-VHHS914 | HP economizer inlet PIT (after LCV) | HRSG lower West | no data | no data | no data | BFW HP | no data | OPEN | no data | no data | no data | no data
01-VHHS915 | HP economizer inlet PIT (after LCV) | HRSG lower West | no data | no data | no data | BFW HP | no data | OPEN | no data | no data | no data | no data
01-VHHS961 | HP economizer drain root valves | HRSG lower West | no data | no data | no data | BFW HP | no data | CLOSED | no data | no data | no data | no data
01-VHHS929 | HP economizer drain root valves | HRSG lower West | no data | no data | no data | BFW HP | no data | CLOSED | no data | no data | no data | no data
01-VHHS930 | HP economizer drain root valves | HRSG lower West | no data | no data | no data | BFW HP | no data | CLOSED | no data | no data | no data | no data
01-VHHS931 | HP economizer drain root valves | HRSG lower West | no data | no data | no data | BFW HP | no data | CLOSED | no data | no data | no data | no data
01-VHHS932 | HP economizer drain root valves | HRSG lower West | no data | no data | no data | BFW HP | no data | CLOSED | no data | no data | no data | no data
01-VHHS933 | HP economizer drain root valves | HRSG lower West | no data | no data | no data | BFW HP | no data | CLOSED | no data | no data | no data | no data
01-VHHS934 | HP economizer drain root valves | HRSG lower West | no data | no data | no data | BFW HP | no data | CLOSED | no data | no data | no data | no data
01-VHHS935 | HP economizer drain root valves | HRSG lower West | no data | no data | no data | BFW HP | no data | CLOSED | no data | no data | no data | no data
01-VHHS936 | HP economizer drain root valves | HRSG lower West | no data | no data | no data | BFW HP | no data | CLOSED | no data | no data | no data | no data
01-VHHS937 | HP economizer drain root valves | HRSG lower West | no data | no data | no data | BFW HP | no data | CLOSED | no data | no data | no data | no data
01-VHHS900 | HP economizer drain block valves | HRSG lower West | no data | no data | no data | BFW HP | no data | CLOSED | no data | no data | no data | no data
01-VHHS906 | HP economizer drain block valves | HRSG lower West | no data | no data | no data | BFW HP | no data | CLOSED | no data | no data | no data | no data
01-VHHS938 | HP economizer drain block valves | HRSG lower West | no data | no data | no data | BFW HP | no data | CLOSED | no data | no data | no data | no data
01-VHHS905 | HP economizer drain block valves | HRSG lower West | no data | no data | no data | BFW HP | no data | CLOSED | no data | no data | no data | no data
01-VHIS901 | IP Economizer Inlet Isolation | HRSG lower | no data | no data | no data | BFW IP | no data | no data | no data | no data | no data | no data
01-VHIS901 | IP Economizer Inlet Isolation bypass | HRSG lower | no data | no data | no data | BFW IP | no data | no data | no data | no data | no data | no data
01-VHIS901 | IP Economizer Inlet Isolation equalizing valve | HRSG lower | no data | no data | no data | BFW IP | no data | no data | no data | no data | no data | no data
01-VHIS919 | IP Economizer inlet drain valves (2) | HRSG lower | no data | no data | no data | BFW IP | no data | no data | no data | no data | no data | no data
01-VHIS920 | IP Economizer inlet drain valves (2) | HRSG lower | no data | no data | no data | BFW IP | no data | no data | no data | no data | no data | no data
01-VHIS | IP Economizer inlet MOV bypass | HRSG lower | no data | no data | no data | BFW IP | no data | no data | no data | no data | no data | no data
02-VHIS | IP Economizer inlet MOV bypass | HRSG lower | no data | no data | no data | BFW IP | no data | no data | no data | no data | no data | no data
01-VHIS | IP Economizer inlet MOV equalizing valve | HRSG lower | no data | no data | no data | BFW IP | no data | no data | no data | no data | no data | no data
02-VHIS | IP Economizer inlet MOV equalizing valve | HRSG lower | no data | no data | no data | BFW IP | no data | no data | no data | no data | no data | no data
01-VHIS904 | IP fill line isolation | HRSG lower | no data | no data | no data | BFW IP | no data | no data | no data | no data | no data | no data
01-VHIS906 | IP Economizer Inlet PIT isolation (2) valves | HRSG lower | no data | no data | no data | BFW IP | no data | no data | no data | no data | no data | no data
01-VHIS907 | IP Economizer Inlet PIT isolation (2) valves | HRSG lower | no data | no data | no data | BFW IP | no data | no data | no data | no data | no data | no data
01-VHIS910 | IP Economizer Drains (Root) | HRSG lower | no data | no data | no data | BFW IP | no data | no data | no data | no data | no data | no data
01-VHIS911 | IP Economizer Drains (Root) | HRSG lower | no data | no data | no data | BFW IP | no data | no data | no data | no data | no data | no data
01-VHIS912 | IP Economizer Drains (Root) | HRSG lower | no data | no data | no data | BFW IP | no data | no data | no data | no data | no data | no data
01-VHIS913 | IP Economizer Drain (Block) | HRSG lower | no data | no data | no data | BFW IP | no data | no data | no data | no data | no data | no data
01-VBFW918 | (2) Flow transmitters (8) valves | no data | no data | no data | no data | BFW IP | no data | OPEN | no data | no data | no data | no data
02-VBFW918 | (2) Flow transmitters (8) valves | no data | no data | no data | no data | BFW IP | no data | OPEN | no data | no data | no data | no data
01-VBFW919 | (2) Flow transmitters (8) valves | no data | no data | no data | no data | BFW IP | no data | OPEN | no data | no data | no data | no data
02-VBFW919 | (2) Flow transmitters (8) valves | no data | no data | no data | no data | BFW IP | no data | OPEN | no data | no data | no data | no data
01-VBFW820 | (2) Flow transmitters (8) valves | no data | no data | no data | no data | BFW IP | no data | OPEN | no data | no data | no data | no data
02-VBFW820 | (2) Flow transmitters (8) valves | no data | no data | no data | no data | BFW IP | no data | OPEN | no data | no data | no data | no data
01-VBFW821 | (2) Flow transmitters (8) valves | no data | no data | no data | no data | BFW IP | no data | OPEN | no data | no data | no data | no data
02-VBFW821 | (2) Flow transmitters (8) valves | no data | no data | no data | no data | BFW IP | no data | OPEN | no data | no data | no data | no data
01-VBFW822 | (2) Flow transmitters (8) valves | no data | no data | no data | no data | BFW IP | no data | OPEN | no data | no data | no data | no data
02-VBFW822 | (2) Flow transmitters (8) valves | no data | no data | no data | no data | BFW IP | no data | OPEN | no data | no data | no data | no data
01-VBFW823 | (2) Flow transmitters (8) valves | no data | no data | no data | no data | BFW IP | no data | OPEN | no data | no data | no data | no data
02-VBFW823 | (2) Flow transmitters (8) valves | no data | no data | no data | no data | BFW IP | no data | OPEN | no data | no data | no data | no data
01-VBFW824 | (2) Flow transmitters (8) valves | no data | no data | no data | no data | BFW IP | no data | OPEN | no data | no data | no data | no data
02-VBFW824 | (2) Flow transmitters (8) valves | no data | no data | no data | no data | BFW IP | no data | OPEN | no data | no data | no data | no data
01-VBFW825 | (2) Flow transmitters (8) valves | no data | no data | no data | no data | BFW IP | no data | OPEN | no data | no data | no data | no data
02-VBFW825 | (2) Flow transmitters (8) valves | no data | no data | no data | no data | BFW IP | no data | OPEN | no data | no data | no data | no data
01-VBFW960 | Drain before CV | no data | no data | no data | no data | BFW IP | no data | CLOSED | no data | no data | no data | no data
02-VBFW960 | Drain before CV | no data | no data | no data | no data | BFW IP | no data | CLOSED | no data | no data | no data | no data
01-VBFW961 | Drain before CV | no data | no data | no data | no data | BFW IP | no data | CLOSED | no data | no data | no data | no data
02-VBFW961 | Drain before CV | no data | no data | no data | no data | BFW IP | no data | CLOSED | no data | no data | no data | no data
01-VBFW848 | Strainer Drain (2) valves | no data | no data | no data | no data | BFW IP | no data | CLOSED | no data | no data | no data | no data
02-VBFW848 | Strainer Drain (2) valves | no data | no data | no data | no data | BFW IP | no data | CLOSED | no data | no data | no data | no data
01-VBFW849 | Strainer Drain (2) valves | no data | no data | no data | no data | BFW IP | no data | CLOSED | no data | no data | no data | no data
02-VBFW849 | Strainer Drain (2) valves | no data | no data | no data | no data | BFW IP | no data | CLOSED | no data | no data | no data | no data
01-VBFW826 | Strainer DPT (4) valves | no data | no data | no data | no data | BFW IP | no data | OPEN | no data | no data | no data | no data
02-VBFW826 | Strainer DPT (4) valves | no data | no data | no data | no data | BFW IP | no data | OPEN | no data | no data | no data | no data
01-VBFW827 | Strainer DPT (4) valves | no data | no data | no data | no data | BFW IP | no data | OPEN | no data | no data | no data | no data
02-VBFW827 | Strainer DPT (4) valves | no data | no data | no data | no data | BFW IP | no data | OPEN | no data | no data | no data | no data
01-VBFW828 | Strainer DPT (4) valves | no data | no data | no data | no data | BFW IP | no data | OPEN | no data | no data | no data | no data
02-VBFW828 | Strainer DPT (4) valves | no data | no data | no data | no data | BFW IP | no data | OPEN | no data | no data | no data | no data
01-VBFW829 | Strainer DPT (4) valves | no data | no data | no data | no data | BFW IP | no data | OPEN | no data | no data | no data | no data
02-VBFW829 | Strainer DPT (4) valves | no data | no data | no data | no data | BFW IP | no data | OPEN | no data | no data | no data | no data
01-VBFW930 | After CV iso | no data | no data | no data | no data | BFW IP | no data | OPEN | no data | no data | no data | no data
02-VBFW930 | After CV iso | no data | no data | no data | no data | BFW IP | no data | OPEN | no data | no data | no data | no data
01-VBFW962 | Drain after check (2) valves | no data | no data | no data | no data | BFW IP | no data | CLOSED | no data | no data | no data | no data
02-VBFW962 | Drain after check (2) valves | no data | no data | no data | no data | BFW IP | no data | CLOSED | no data | no data | no data | no data
01-VBFW963 | Drain after check (2) valves | no data | no data | no data | no data | BFW IP | no data | CLOSED | no data | no data | no data | no data
02-VBFW963 | Drain after check (2) valves | no data | no data | no data | no data | BFW IP | no data | CLOSED | no data | no data | no data | no data
01-VBFW394F | BFP "A" suction PIT iso (3) (at the pump) | HRSG lower West | no data | no data | no data | BFW | no data | OPEN | no data | no data | no data | no data
02-VBFW394F | BFP "A" suction PIT iso (3) (at the pump) | HRSG lower West | no data | no data | no data | BFW | no data | OPEN | no data | no data | no data | no data
01-VBFWF159F | BFP "A" suction PIT iso (3) (at the pump) | HRSG lower West | no data | no data | no data | BFW | no data | OPEN | no data | no data | no data | no data
02-VBFWF159F | BFP "A" suction PIT iso (3) (at the pump) | HRSG lower West | no data | no data | no data | BFW | no data | OPEN | no data | no data | no data | no data
01-VBFWF160F | BFP "A" suction PIT iso (3) (at the pump) | HRSG lower West | no data | no data | no data | BFW | no data | OPEN | no data | no data | no data | no data
02-VBFWF160F | BFP "A" suction PIT iso (3) (at the pump) | HRSG lower West | no data | no data | no data | BFW | no data | OPEN | no data | no data | no data | no data
01-nodata | BFP "A" CCW inlet/outlet | HRSG lower West | no data | no data | no data | BFW | no data | no data | no data | no data | no data | no data
02-nodata | BFP "A" CCW inlet/outlet | HRSG lower West | no data | no data | no data | BFW | no data | no data | no data | no data | no data | no data
01-VBFW180F | BFP "B" suction PIT iso (3) | HRSG lower West | no data | no data | no data | BFW | no data | OPEN | no data | no data | no data | no data
02-VBFW180F | BFP "B" suction PIT iso (3) | HRSG lower West | no data | no data | no data | BFW | no data | OPEN | no data | no data | no data | no data
01-VBFWF179F | BFP "B" suction PIT iso (3) | HRSG lower West | no data | no data | no data | BFW | no data | OPEN | no data | no data | no data | no data
02-VBFWF179F | BFP "B" suction PIT iso (3) | HRSG lower West | no data | no data | no data | BFW | no data | OPEN | no data | no data | no data | no data
01-VBFWF395F | BFP "B" suction PIT iso (3) | HRSG lower West | no data | no data | no data | BFW | no data | OPEN | no data | no data | no data | no data
02-VBFWF395F | BFP "B" suction PIT iso (3) | HRSG lower West | no data | no data | no data | BFW | no data | OPEN | no data | no data | no data | no data
01-nodata | BFP "B" CCW inlet/outlet | HRSG lower West | no data | no data | no data | BFW | no data | no data | no data | no data | no data | no data
02-nodata | BFP "B" CCW inlet/outlet | HRSG lower West | no data | no data | no data | BFW | no data | no data | no data | no data | no data | no data
01-VCND336 | Condensate header pressure transmitters | HRSG lower NW | no data | no data | no data | CND | no data | OPEN | no data | no data | no data | no data
02-VCND336 | Condensate header pressure transmitters | HRSG lower NW | no data | no data | no data | CND | no data | OPEN | no data | no data | no data | no data
01-VHLS902 | Drain before LP Economizer inlet MOV | HRSG lower NW | no data | no data | no data | CND | no data | CLOSED | no data | no data | no data | no data
01-VHLS903 | Drain before LP Economizer inlet MOV | HRSG lower NW | no data | no data | no data | CND | no data | CLOSED | no data | no data | no data | no data
01-VHLS | MOV bypass | HRSG lower NW | no data | no data | no data | CND | no data | CLOSED | no data | no data | no data | no data
02-VHLS | MOV bypass | HRSG lower NW | no data | no data | no data | CND | no data | CLOSED | no data | no data | no data | no data
01-VHLS803 | Pressure Transmitter isolations | HRSG lower NW | no data | no data | no data | CND | no data | OPEN | no data | no data | no data | no data
01-VHLS804 | Pressure Transmitter isolations | HRSG lower NW | no data | no data | no data | CND | no data | OPEN | no data | no data | no data | no data
01-VHLS904 | Cold Condensate inlet isolation | HRSG lower NE | no data | no data | no data | CND | no data | OPEN | no data | no data | no data | no data
01-VHLS907 | Cold Condensate outlet isolation | HRSG lower NE | no data | no data | no data | CND | no data | OPEN | no data | no data | no data | no data
01-VHLS905 | Hot Condensate inlet isolation | HRSG lower NE | no data | no data | no data | CND | no data | OPEN | no data | no data | no data | no data
01-VHLS908 | Hot Condensate outlet isolation | HRSG lower NE | no data | no data | no data | CND | no data | OPEN | no data | no data | no data | no data
01-VHLS909 | Cold Condensate bypass around heat exchanger | HRSG lower NE | no data | no data | no data | CND | no data | CLOSED | no data | no data | no data | no data
01-VHLS851 | Cold Condensate outlet vent | HRSG lower NE | no data | no data | no data | CND | no data | CLOSED | no data | no data | no data | no data
01-VHLS852 | Cold Condensate outlet vent | HRSG lower NE | no data | no data | no data | CND | no data | CLOSED | no data | no data | no data | no data
01-VHLS829 | Cold condensate drain | HRSG lower NE | no data | no data | no data | CND | no data | CLOSED | no data | no data | no data | no data
01-VHLS830 | Cold condensate drain | HRSG lower NE | no data | no data | no data | CND | no data | CLOSED | no data | no data | no data | no data
01-VHLS801 | Drain after Heat Exchanger | HRSG lower NE | no data | no data | no data | CND | no data | CLOSED | no data | no data | no data | no data
01-VHLS802 | Drain after Heat Exchanger | HRSG lower NE | no data | no data | no data | CND | no data | CLOSED | no data | no data | no data | no data
01-VHLS807 | Drain after Heat Exchanger | HRSG lower NE | no data | no data | no data | CND | no data | CLOSED | no data | no data | no data | no data
01-VHLS810 | Drain after Heat Exchanger | HRSG lower NE | no data | no data | no data | CND | no data | CLOSED | no data | no data | no data | no data
01-VHLS821 | LP Economizer Drains (Block) | HRSG lower NW | no data | no data | no data | CND | no data | CLOSED | no data | no data | no data | no data
01-VHLS823 | LP Economizer Drains (Block) | HRSG lower NW | no data | no data | no data | CND | no data | CLOSED | no data | no data | no data | no data
01-VHLS824 | LP Economizer Drains (Block) | HRSG lower NW | no data | no data | no data | CND | no data | CLOSED | no data | no data | no data | no data
01-VHLS913 | LP Economizer Drains (Root) | HRSG lower NW | no data | no data | no data | CND | no data | CLOSED | no data | no data | no data | no data
01-VHLS916 | LP Economizer Drains (Root) | HRSG lower NW | no data | no data | no data | CND | no data | CLOSED | no data | no data | no data | no data
01-VHLS918 | LP Economizer Drains (Root) | HRSG lower NW | no data | no data | no data | CND | no data | CLOSED | no data | no data | no data | no data
01-VHLS920 | LP Economizer Drains (Root) | HRSG lower NW | no data | no data | no data | CND | no data | CLOSED | no data | no data | no data | no data
01-nodata | ECA pump"A" drain | HRSG SE | ECA | no data | no data | CND | no data | CLOSED | no data | no data | no data | no data
02-nodata | ECA pump"A" drain | HRSG SE | ECA | no data | no data | CND | no data | CLOSED | no data | no data | no data | no data
01-nodata | ECA pump"B" drain | HRSG SE | ECA | no data | no data | CND | no data | CLOSED | no data | no data | no data | no data
02-nodata | ECA pump"B" drain | HRSG SE | ECA | no data | no data | CND | no data | CLOSED | no data | no data | no data | no data
01-VHBD9806 | LT iso | HRSG NE | BDT | no data | no data | HBD | no data | no data | no data | no data | no data | no data
02-VHBD9806 | LT iso | HRSG NE | BDT | no data | no data | HBD | no data | no data | no data | no data | no data | no data
01-VHBD9805 | LT iso | HRSG NE | BDT | no data | no data | HBD | no data | no data | no data | no data | no data | no data
02-VHBD9805 | LT iso | HRSG NE | BDT | no data | no data | HBD | no data | no data | no data | no data | no data | no data
01-VHBD9902 | LG drain | HRSG NE | BDT | no data | no data | HBD | no data | no data | no data | no data | no data | no data
02-VHBD9902 | LG drain | HRSG NE | BDT | no data | no data | HBD | no data | no data | no data | no data | no data | no data
01-VHBD9903 | LG drain | HRSG NE | BDT | no data | no data | HBD | no data | no data | no data | no data | no data | no data
02-VHBD9903 | LG drain | HRSG NE | BDT | no data | no data | HBD | no data | no data | no data | no data | no data | no data
01-VHBD9804 | LG iso | HRSG NE | BDT | no data | no data | HBD | no data | no data | no data | no data | no data | no data
02-VHBD9804 | LG iso | HRSG NE | BDT | no data | no data | HBD | no data | no data | no data | no data | no data | no data
01-VHBD9805 | LG iso | HRSG NE | BDT | no data | no data | HBD | no data | no data | no data | no data | no data | no data
02-VHBD9805 | LG iso | HRSG NE | BDT | no data | no data | HBD | no data | no data | no data | no data | no data | no data
01-VHBD9802 | PIT | HRSG NE | BDT | no data | no data | HBD | no data | no data | no data | no data | no data | no data
02-VHBD9802 | PIT | HRSG NE | BDT | no data | no data | HBD | no data | no data | no data | no data | no data | no data
01-VHBD9904 | BDT Quenching CV iso | HRSG NE | BDT | no data | no data | HBD | no data | no data | no data | no data | no data | no data
02-VHBD9904 | BDT Quenching CV iso | HRSG NE | BDT | no data | no data | HBD | no data | no data | no data | no data | no data | no data
01-VHBD9905 | BDT Quenching CV iso | HRSG NE | BDT | no data | no data | HBD | no data | no data | no data | no data | no data | no data
02-VHBD9905 | BDT Quenching CV iso | HRSG NE | BDT | no data | no data | HBD | no data | no data | no data | no data | no data | no data
01-VHBD9906 | BDT Quenching CV bypass | HRSG NE | BDT | no data | no data | HBD | no data | no data | no data | no data | no data | no data
02-VHBD9906 | BDT Quenching CV bypass | HRSG NE | BDT | no data | no data | HBD | no data | no data | no data | no data | no data | no data
01-VHBD9907 | BDT Quenching line drain | HRSG NE | BDT | no data | no data | HBD | no data | no data | no data | no data | no data | no data
02-VHBD9907 | BDT Quenching line drain | HRSG NE | BDT | no data | no data | HBD | no data | no data | no data | no data | no data | no data
01-VHBD9908 | BDT Quenching line drain | HRSG NE | BDT | no data | no data | HBD | no data | no data | no data | no data | no data | no data
02-VHBD9908 | BDT Quenching line drain | HRSG NE | BDT | no data | no data | HBD | no data | no data | no data | no data | no data | no data
01-VHBD9901 | BD tank drain | HRSG NE | BDT | no data | no data | HBD | no data | no data | no data | no data | no data | no data
02-VHBD9901 | BD tank drain | HRSG NE | BDT | no data | no data | HBD | no data | no data | no data | no data | no data | no data
01-VSWS124 | BD tank sump A pump discharge | HRSG NE | BDT | no data | no data | HBD | no data | no data | no data | no data | no data | no data
02-VSWS124 | BD tank sump A pump discharge | HRSG NE | BDT | no data | no data | HBD | no data | no data | no data | no data | no data | no data
01-VSWS123 | BD tank sump B pump discharge | HRSG NE | BDT | no data | no data | HBD | no data | no data | no data | no data | no data | no data
02-VSWS123 | BD tank sump B pump discharge | HRSG NE | BDT | no data | no data | HBD | no data | no data | no data | no data | no data | no data
01-VSWS112 | BD tank sump pump discharge vent | HRSG NE | BDT | no data | no data | HBD | no data | no data | no data | no data | no data | no data
02-VSWS112 | BD tank sump pump discharge vent | HRSG NE | BDT | no data | no data | HBD | no data | no data | no data | no data | no data | no data
01-VBND100 | BD tank sump pump discharge FT | HRSG NE | BDT | no data | no data | HBD | no data | no data | no data | no data | no data | no data
02-VBND100 | BD tank sump pump discharge FT | HRSG NE | BDT | no data | no data | HBD | no data | no data | no data | no data | no data | no data
01-VBND101 | BD tank sump pump discharge FT | HRSG NE | BDT | no data | no data | HBD | no data | no data | no data | no data | no data | no data
02-VBND101 | BD tank sump pump discharge FT | HRSG NE | BDT | no data | no data | HBD | no data | no data | no data | no data | no data | no data
01-nodata | HP/IP/LP intermittent blowdown drains | HRSG NE | BDT | no data | no data | HBD | no data | no data | no data | no data | no data | no data
02-nodata | HP/IP/LP intermittent blowdown drains | HRSG NE | BDT | no data | no data | HBD | no data | no data | no data | no data | no data | no data
01-VBDN687 | HRSGs sump discharge to WW sump | HRSG NE | BDT | no data | no data | HBD | no data | no data | no data | no data | no data | no data
02-VBDN687 | HRSGs sump discharge to WW sump | HRSG NE | BDT | no data | no data | HBD | no data | no data | no data | no data | no data | no data
01-VBDN688 | HRSGs sump discharge to WW sump vent/drain | HRSG NE | BDT | no data | no data | HBD | no data | no data | no data | no data | no data | no data
02-VBDN688 | HRSGs sump discharge to WW sump vent/drain | HRSG NE | BDT | no data | no data | HBD | no data | no data | no data | no data | no data | no data
01-VBDN689 | HRSGs sump discharge to WW sump vent/drain | HRSG NE | BDT | no data | no data | HBD | no data | no data | no data | no data | no data | no data
02-VBDN689 | HRSGs sump discharge to WW sump vent/drain | HRSG NE | BDT | no data | no data | HBD | no data | no data | no data | no data | no data | no data
01-VBDN613 | HRSGs sump discharge to SW tank | HRSG NE | BDT | no data | no data | HBD | no data | no data | no data | no data | no data | no data
02-VBDN613 | HRSGs sump discharge to SW tank | HRSG NE | BDT | no data | no data | HBD | no data | no data | no data | no data | no data | no data
01-VBDN614 | HRSGs sump discharge to SW tank vent/drain | HRSG NE | BDT | no data | no data | HBD | no data | no data | no data | no data | no data | no data
02-VBDN614 | HRSGs sump discharge to SW tank vent/drain | HRSG NE | BDT | no data | no data | HBD | no data | no data | no data | no data | no data | no data
01-VBDN615 | HRSGs sump discharge to SW tank vent/drain | HRSG NE | BDT | no data | no data | HBD | no data | no data | no data | no data | no data | no data
02-VBDN615 | HRSGs sump discharge to SW tank vent/drain | HRSG NE | BDT | no data | no data | HBD | no data | no data | no data | no data | no data | no data
01-nodata | IP continuous BD manual regulator (BD tank) | HRSG NE | BDT | no data | no data | HBD | no data | no data | no data | no data | no data | no data
02-nodata | IP continuous BD manual regulator (BD tank) | HRSG NE | BDT | no data | no data | HBD | no data | no data | no data | no data | no data | no data
01-nodata | LP/IP/HP intermitent BD drains (in the pit) | HRSG NE | BDT | no data | no data | HBD | no data | no data | no data | no data | no data | no data
02-nodata | LP/IP/HP intermitent BD drains (in the pit) | HRSG NE | BDT | no data | no data | HBD | no data | no data | no data | no data | no data | no data
01-VHIS909 | Steam to IP Evap MOV bypass | HRSG lower | HRSG | no data | no data | AXS | no data | no data | no data | no data | no data | no data
01-VHIS860 | Steam to IP Evap drain after MOV | HRSG lower | HRSG | no data | no data | AXS | no data | no data | no data | no data | no data | no data
01-VHIS861 | Steam to IP Evap drain after MOV | HRSG lower | HRSG | no data | no data | AXS | no data | no data | no data | no data | no data | no data
01-VHS982 | IP superheater outlet sampl | HRSG lower | Sample | no data | no data | no data | no data | no data | no data | no data | no data | no data
02-VHS982 | IP superheater outlet sampl | HRSG lower | Sample | no data | no data | no data | no data | no data | no data | no data | no data | no data
01-VHS983 | IP superheater outlet sampl | HRSG lower | Sample | no data | no data | no data | no data | no data | no data | no data | no data | no data
02-VHS983 | IP superheater outlet sampl | HRSG lower | Sample | no data | no data | no data | no data | no data | no data | no data | no data | no data
01-VHHS-830 | FW to HP interstage atemperator (2) flow transmitters | HRSG West Landing | Attemperator HP | no data | no data | no data | no data | OPEN | no data | no data | no data | no data
02-VHHS-830 | FW to HP interstage atemperator (2) flow transmitters | HRSG West Landing | Attemperator HP | no data | no data | no data | no data | OPEN | no data | no data | no data | no data
01-VHHS831 | FW to HP interstage atemperator (2) flow transmitters | HRSG West Landing | Attemperator HP | no data | no data | no data | no data | OPEN | no data | no data | no data | no data
01-VHHS832 | FW to HP interstage atemperator (2) flow transmitters | HRSG West Landing | Attemperator HP | no data | no data | no data | no data | OPEN | no data | no data | no data | no data
01-VHHS833 | FW to HP interstage atemperator (2) flow transmitters | HRSG West Landing | Attemperator HP | no data | no data | no data | no data | OPEN | no data | no data | no data | no data
01-VHHS834 | FW to HP interstage atemperator (2) flow transmitters | HRSG West Landing | Attemperator HP | no data | no data | no data | no data | OPEN | no data | no data | no data | no data
01-VHHS835 | FW to HP interstage atemperator (2) flow transmitters | HRSG West Landing | Attemperator HP | no data | no data | no data | no data | OPEN | no data | no data | no data | no data
01-VHHS836 | FW to HP interstage atemperator (2) flow transmitters | HRSG West Landing | Attemperator HP | no data | no data | no data | no data | OPEN | no data | no data | no data | no data
01-VHHS837 | FW to HP interstage atemperator (2) flow transmitters | HRSG West Landing | Attemperator HP | no data | no data | no data | no data | OPEN | no data | no data | no data | no data
01-VHHS-863 | FW to HP interstage atemperator drain (2) valves | HRSG West Landing | Attemperator HP | no data | no data | no data | no data | CLOSED | no data | no data | no data | no data
02-VHHS-863 | FW to HP interstage atemperator drain (2) valves | HRSG West Landing | Attemperator HP | no data | no data | no data | no data | CLOSED | no data | no data | no data | no data
01-VHHS864 | FW to HP interstage atemperator drain (2) valves | HRSG West Landing | Attemperator HP | no data | no data | no data | no data | CLOSED | no data | no data | no data | no data
01-VHHS-838 | FW to HP interstage atemperator strainer DP | HRSG West Landing | Attemperator HP | no data | no data | no data | no data | OPEN | no data | no data | no data | no data
02-VHHS-838 | FW to HP interstage atemperator strainer DP | HRSG West Landing | Attemperator HP | no data | no data | no data | no data | OPEN | no data | no data | no data | no data
01-VHHS839 | FW to HP interstage atemperator strainer DP | HRSG West Landing | Attemperator HP | no data | no data | no data | no data | OPEN | no data | no data | no data | no data
01-VHHS840 | FW to HP interstage atemperator strainer DP | HRSG West Landing | Attemperator HP | no data | no data | no data | no data | OPEN | no data | no data | no data | no data
01-VHHS841 | FW to HP interstage atemperator strainer DP | HRSG West Landing | Attemperator HP | no data | no data | no data | no data | OPEN | no data | no data | no data | no data
01-VHHS-842 | FW to HP interstage atemperator strainer drain valve | HRSG West Landing | Attemperator HP | no data | no data | no data | no data | CLOSED | no data | no data | no data | no data
02-VHHS-842 | FW to HP interstage atemperator strainer drain valve | HRSG West Landing | Attemperator HP | no data | no data | no data | no data | CLOSED | no data | no data | no data | no data
01-VHHS843 | FW to HP interstage atemperator strainer drain valve | HRSG West Landing | Attemperator HP | no data | no data | no data | no data | CLOSED | no data | no data | no data | no data
01-VHHS-844 | FW to HP interstage atemperator iso | HRSG West Landing | Attemperator HP | no data | no data | no data | no data | OPEN | no data | no data | no data | no data
02-VHHS-844 | FW to HP interstage atemperator iso | HRSG West Landing | Attemperator HP | no data | no data | no data | no data | OPEN | no data | no data | no data | no data
01-VHHS-865 | FW to HP interstage atemperator vent | HRSG West Landing | Attemperator HP | no data | no data | no data | no data | CLOSED | no data | no data | no data | no data
02-VHHS-865 | FW to HP interstage atemperator vent | HRSG West Landing | Attemperator HP | no data | no data | no data | no data | CLOSED | no data | no data | no data | no data
01-VHHS866 | FW to HP interstage atemperator vent | HRSG West Landing | Attemperator HP | no data | no data | no data | no data | CLOSED | no data | no data | no data | no data
01-VBFW394F | BFP "A" suction PIT iso (3) (at the pump) | Pipe Rack 1st | BFP A | no data | no data | BFW | no data | OPEN | no data | no data | no data | no data
02-VBFW394F | BFP "A" suction PIT iso (3) (at the pump) | Pipe Rack 1st | BFP A | no data | no data | BFW | no data | OPEN | no data | no data | no data | no data
01-VBFWF159F | BFP "A" suction PIT iso (3) (at the pump) | Pipe Rack 1st | BFP A | no data | no data | BFW | no data | OPEN | no data | no data | no data | no data
02-VBFWF159F | BFP "A" suction PIT iso (3) (at the pump) | Pipe Rack 1st | BFP A | no data | no data | BFW | no data | OPEN | no data | no data | no data | no data
01-VBFWF160F | BFP "A" suction PIT iso (3) (at the pump) | Pipe Rack 1st | BFP A | no data | no data | BFW | no data | OPEN | no data | no data | no data | no data
02-VBFWF160F | BFP "A" suction PIT iso (3) (at the pump) | Pipe Rack 1st | BFP A | no data | no data | BFW | no data | OPEN | no data | no data | no data | no data
01-nodata | BFP "A" IP FW discharge iso bypass | Pipe Rack 1st | BFP A | no data | no data | BFW | no data | CLOSED | no data | no data | no data | no data
02-nodata | BFP "A" IP FW discharge iso bypass | Pipe Rack 1st | BFP A | no data | no data | BFW | no data | CLOSED | no data | no data | no data | no data
01-nodata | BFP "A" IP FW discharge iso equalizing valve | Pipe Rack 1st | BFP A | no data | no data | BFW | no data | OPEN | no data | no data | no data | no data
02-nodata | BFP "A" IP FW discharge iso equalizing valve | Pipe Rack 1st | BFP A | no data | no data | BFW | no data | OPEN | no data | no data | no data | no data
01-VBFV | BFP "A" IP FW discharge MOV equalizing valve | Pipe Rack 1st | BFP A | no data | no data | BFW | no data | no data | no data | no data | no data | no data
02-VBFV | BFP "A" IP FW discharge MOV equalizing valve | Pipe Rack 1st | BFP A | no data | no data | BFW | no data | no data | no data | no data | no data | no data
01-VBFV189 | BFP "A" HP FW discharge vent (2) valves | Pipe Rack 1st | BFP A | no data | no data | BFW | no data | CLOSED | no data | no data | no data | no data
02-VBFV189 | BFP "A" HP FW discharge vent (2) valves | Pipe Rack 1st | BFP A | no data | no data | BFW | no data | CLOSED | no data | no data | no data | no data
01-VBFV190 | BFP "A" HP FW discharge vent (2) valves | Pipe Rack 1st | BFP A | no data | no data | BFW | no data | CLOSED | no data | no data | no data | no data
02-VBFV190 | BFP "A" HP FW discharge vent (2) valves | Pipe Rack 1st | BFP A | no data | no data | BFW | no data | CLOSED | no data | no data | no data | no data
01-VBFV192 | BFP "A" HP FW discharge drain (2) valves | Pipe Rack 1st | BFP A | no data | no data | BFW | no data | CLOSED | no data | no data | no data | no data
02-VBFV192 | BFP "A" HP FW discharge drain (2) valves | Pipe Rack 1st | BFP A | no data | no data | BFW | no data | CLOSED | no data | no data | no data | no data
01-VBFV193 | BFP "A" HP FW discharge drain (2) valves | Pipe Rack 1st | BFP A | no data | no data | BFW | no data | CLOSED | no data | no data | no data | no data
02-VBFV193 | BFP "A" HP FW discharge drain (2) valves | Pipe Rack 1st | BFP A | no data | no data | BFW | no data | CLOSED | no data | no data | no data | no data
01-VBFV271 | BFP "A" HP FW discharge iso | Pipe Rack 1st | BFP A | no data | no data | BFW | no data | OPEN | no data | no data | no data | no data
02-VBFV271 | BFP "A" HP FW discharge iso | Pipe Rack 1st | BFP A | no data | no data | BFW | no data | OPEN | no data | no data | no data | no data
01-VBFV271 | BFP "A" HP FW discharge iso equalizing valve | Pipe Rack 1st | BFP A | no data | no data | BFW | no data | OPEN | no data | no data | no data | no data
02-VBFV271 | BFP "A" HP FW discharge iso equalizing valve | Pipe Rack 1st | BFP A | no data | no data | BFW | no data | OPEN | no data | no data | no data | no data
01-VBFV271 | BFP "A" HP FW discharge iso bypass | Pipe Rack 1st | BFP A | no data | no data | BFW | no data | CLOSED | no data | no data | no data | no data
02-VBFV271 | BFP "A" HP FW discharge iso bypass | Pipe Rack 1st | BFP A | no data | no data | BFW | no data | CLOSED | no data | no data | no data | no data
01-nodata | BFP "A" HP FW discharge MOV equalizing valve | Pipe Rack 1st | BFP A | no data | no data | BFW | no data | OPEN | no data | no data | no data | no data
02-nodata | BFP "A" HP FW discharge MOV equalizing valve | Pipe Rack 1st | BFP A | no data | no data | BFW | no data | OPEN | no data | no data | no data | no data
01-VHLS924 | BFP suction iso | one level down under LP drum | BFP A/B suction | no data | no data | BFW | no data | OPEN | no data | no data | no data | no data
01-VBFW | BFP suction strainer blowdown | Pipe Rack 1st | BFP A/B suction | no data | no data | BFW | no data | CLOSED | no data | no data | no data | no data
02-VBFW | BFP suction strainer blowdown | Pipe Rack 1st | BFP A/B suction | no data | no data | BFW | no data | CLOSED | no data | no data | no data | no data
01-VBFW180F | BFP "B" suction PIT iso (3) | Pipe Rack 1st | BFP B | no data | no data | BFW | no data | OPEN | no data | no data | no data | no data
02-VBFW180F | BFP "B" suction PIT iso (3) | Pipe Rack 1st | BFP B | no data | no data | BFW | no data | OPEN | no data | no data | no data | no data
01-VBFWF179F | BFP "B" suction PIT iso (3) | Pipe Rack 1st | BFP B | no data | no data | BFW | no data | OPEN | no data | no data | no data | no data
02-VBFWF179F | BFP "B" suction PIT iso (3) | Pipe Rack 1st | BFP B | no data | no data | BFW | no data | OPEN | no data | no data | no data | no data
01-VBFWF395F | BFP "B" suction PIT iso (3) | Pipe Rack 1st | BFP B | no data | no data | BFW | no data | OPEN | no data | no data | no data | no data
02-VBFWF395F | BFP "B" suction PIT iso (3) | Pipe Rack 1st | BFP B | no data | no data | BFW | no data | OPEN | no data | no data | no data | no data
01-VBFW | BFP "B" IP FW discharge iso bypass | Pipe Rack 1st | BFP B | no data | no data | BFW IP | no data | CLOSED | no data | no data | no data | no data
02-VBFW | BFP "B" IP FW discharge iso bypass | Pipe Rack 1st | BFP B | no data | no data | BFW IP | no data | CLOSED | no data | no data | no data | no data
01-VBFW | BFP "B" IP FW discharge iso equalizing valve | Pipe Rack 1st | BFP B | no data | no data | BFW IP | no data | OPEN | no data | no data | no data | no data
02-VBFW | BFP "B" IP FW discharge iso equalizing valve | Pipe Rack 1st | BFP B | no data | no data | BFW IP | no data | OPEN | no data | no data | no data | no data
01-nodata | BFP "B" IP FW discharge MOV equalizing valve | Pipe Rack 1st | BFP B | no data | no data | BFW IP | no data | OPEN | no data | no data | no data | no data
02-nodata | BFP "B" IP FW discharge MOV equalizing valve | Pipe Rack 1st | BFP B | no data | no data | BFW IP | no data | OPEN | no data | no data | no data | no data
01-VBFW | BFP "B" HP FW discharge iso equalizing valve | Pipe Rack 1st | BFP B | no data | no data | BFW HP | no data | OPEN | no data | no data | no data | no data
02-VBFW | BFP "B" HP FW discharge iso equalizing valve | Pipe Rack 1st | BFP B | no data | no data | BFW HP | no data | OPEN | no data | no data | no data | no data
01-VBFW | BFP "B" HP FW discharge iso bypass | Pipe Rack 1st | BFP B | no data | no data | BFW HP | no data | CLOSED | no data | no data | no data | no data
02-VBFW | BFP "B" HP FW discharge iso bypass | Pipe Rack 1st | BFP B | no data | no data | BFW HP | no data | CLOSED | no data | no data | no data | no data
01-VBFW | BFP "B" HP FW discharge MOV equalizing valve | Pipe Rack 1st | BFP B | no data | no data | BFW HP | no data | OPEN | no data | no data | no data | no data
02-VBFW | BFP "B" HP FW discharge MOV equalizing valve | Pipe Rack 1st | BFP B | no data | no data | BFW HP | no data | OPEN | no data | no data | no data | no data
01-VHIS918 | IP economizer Vent | HRSG upper | HRSG/ IP Drum | no data | no data | BFW IP | no data | OPEN | no data | no data | no data | no data
01-VHIS915 | IP Economizer Vents (Root) | HRSG upper | HRSG/ IP Drum | no data | no data | BFW IP | no data | CLOSED | no data | no data | no data | no data
01-VHIS917 | IP Economizer Vents (Root) | HRSG upper | HRSG/ IP Drum | no data | no data | BFW IP | no data | CLOSED | no data | no data | no data | no data
01-VHIS922 | FW to IP drum PIT (2) iso valves | HRSG upper | HRSG/ IP Drum | no data | no data | BFW IP | no data | OPEN | no data | no data | no data | no data
01-VHIS923 | FW to IP drum PIT (2) iso valves | HRSG upper | HRSG/ IP Drum | no data | no data | BFW IP | no data | OPEN | no data | no data | no data | no data
01-VHIS924 | FW to IP drum FT (8) iso valves, 2 transmitters | HRSG upper | HRSG/ IP Drum | no data | no data | BFW IP | no data | OPEN | no data | no data | no data | no data
01-VHIS925 | FW to IP drum FT (8) iso valves, 2 transmitters | HRSG upper | HRSG/ IP Drum | no data | no data | BFW IP | no data | OPEN | no data | no data | no data | no data
01-VHIS926 | FW to IP drum FT (8) iso valves, 2 transmitters | HRSG upper | HRSG/ IP Drum | no data | no data | BFW IP | no data | OPEN | no data | no data | no data | no data
01-VHIS927 | FW to IP drum FT (8) iso valves, 2 transmitters | HRSG upper | HRSG/ IP Drum | no data | no data | BFW IP | no data | OPEN | no data | no data | no data | no data
01-VHIS928 | FW to IP drum FT (8) iso valves, 2 transmitters | HRSG upper | HRSG/ IP Drum | no data | no data | BFW IP | no data | OPEN | no data | no data | no data | no data
01-VHIS929 | FW to IP drum FT (8) iso valves, 2 transmitters | HRSG upper | HRSG/ IP Drum | no data | no data | BFW IP | no data | OPEN | no data | no data | no data | no data
01-VHIS930 | FW to IP drum FT (8) iso valves, 2 transmitters | HRSG upper | HRSG/ IP Drum | no data | no data | BFW IP | no data | OPEN | no data | no data | no data | no data
01-VHIS931 | FW to IP drum FT (8) iso valves, 2 transmitters | HRSG upper | HRSG/ IP Drum | no data | no data | BFW IP | no data | OPEN | no data | no data | no data | no data
01-VHIS934 | FW to IP drum before CV isolation | HRSG upper | HRSG/ IP Drum | no data | no data | BFW IP | no data | OPEN | no data | no data | no data | no data
01-VHIS934 | FW to IP drum before CV isolation bypass | HRSG upper | HRSG/ IP Drum | no data | no data | BFW IP | no data | CLOSED | no data | no data | no data | no data
01-VHIS934 | FW to IP drum before CV isolation equalizing | HRSG upper | HRSG/ IP Drum | no data | no data | BFW IP | no data | OPEN | no data | no data | no data | no data
01-VHIS936 | FW to IP drum CV bypass | HRSG upper | HRSG/ IP Drum | no data | no data | BFW IP | no data | CLOSED | no data | no data | no data | no data
01-VHIS935 | FW to IP drum after CV isolation | HRSG upper | HRSG/ IP Drum | no data | no data | BFW IP | no data | OPEN | no data | no data | no data | no data
01-VHIS935 | FW to IP drum after CV isolation bypass | HRSG upper | HRSG/ IP Drum | no data | no data | BFW IP | no data | CLOSED | no data | no data | no data | no data
01-VHIS935 | FW to IP drum after CV isolation equalizing | HRSG upper | HRSG/ IP Drum | no data | no data | BFW IP | no data | OPEN | no data | no data | no data | no data
01-VHIS933 | Drain before CV | HRSG upper | HRSG/ IP Drum | no data | no data | BFW IP | no data | CLOSED | no data | no data | no data | no data
01-VHIS932 | Drain before CV | HRSG upper | HRSG/ IP Drum | no data | no data | BFW IP | no data | CLOSED | no data | no data | no data | no data
01-VHIS854 | Drain before CV Iso valve | HRSG upper | HRSG/ IP Drum | no data | no data | BFW IP | no data | CLOSED | no data | no data | no data | no data
01-VHIS855 | Drain before CV Iso valve | HRSG upper | HRSG/ IP Drum | no data | no data | BFW IP | no data | CLOSED | no data | no data | no data | no data
01-VHIS937 | Drain after CV | HRSG upper | HRSG/ IP Drum | no data | no data | BFW IP | no data | CLOSED | no data | no data | no data | no data
01-VHIS938 | Drain after CV | HRSG upper | HRSG/ IP Drum | no data | no data | BFW IP | no data | CLOSED | no data | no data | no data | no data
01-VHIS992 | Phosphate injection iso | HRSG upper West | HRSG/ IP Drum | no data | no data | HIS | no data | OPEN | no data | no data | no data | no data
01-VHIS950 | Level Transmitter | HRSG upper West | HRSG/ IP Drum | no data | no data | HIS | no data | OPEN | no data | no data | no data | no data
01-VHIS951 | Level Transmitter | HRSG upper West | HRSG/ IP Drum | no data | no data | HIS | no data | OPEN | no data | no data | no data | no data
01-VHIS952 | Level Transmitter | HRSG upper West | HRSG/ IP Drum | no data | no data | HIS | no data | OPEN | no data | no data | no data | no data
01-VHIS953 | Level Transmitter | HRSG upper West | HRSG/ IP Drum | no data | no data | HIS | no data | OPEN | no data | no data | no data | no data
01-VHIS939 | Level Element | HRSG upper West | HRSG/ IP Drum | no data | no data | HIS | no data | OPEN | no data | no data | no data | no data
01-VHIS940 | Level Element | HRSG upper West | HRSG/ IP Drum | no data | no data | HIS | no data | OPEN | no data | no data | no data | no data
01-VHIS993 | Level Element | HRSG upper West | HRSG/ IP Drum | no data | no data | HIS | no data | OPEN | no data | no data | no data | no data
01-VHIS979 | Level Element | HRSG upper West | HRSG/ IP Drum | no data | no data | HIS | no data | OPEN | no data | no data | no data | no data
01-VHIS | Level Gauge (2) valves | HRSG upper West | HRSG/ IP Drum | no data | no data | HIS | no data | OPEN | no data | no data | no data | no data
02-VHIS | Level Gauge (2) valves | HRSG upper West | HRSG/ IP Drum | no data | no data | HIS | no data | OPEN | no data | no data | no data | no data
01-VHIS941 | Level instrumnt blowdown | HRSG upper West | HRSG/ IP Drum | no data | no data | HIS | no data | CLOSED | no data | no data | no data | no data
01-VHIS942 | Level instrumnt blowdown | HRSG upper West | HRSG/ IP Drum | no data | no data | HIS | no data | CLOSED | no data | no data | no data | no data
01-VHIS944 | Level instrumnt blowdown | HRSG upper West | HRSG/ IP Drum | no data | no data | HIS | no data | CLOSED | no data | no data | no data | no data
01-VHIS954 | Level Transmitter (8) iso valves, 2 transmitters | HRSG upper East | HRSG/ IP Drum | no data | no data | HIS | no data | OPEN | no data | no data | no data | no data
01-VHIS955 | Level Transmitter (8) iso valves, 2 transmitters | HRSG upper East | HRSG/ IP Drum | no data | no data | HIS | no data | OPEN | no data | no data | no data | no data
01-VHIS956 | Level Transmitter (8) iso valves, 2 transmitters | HRSG upper East | HRSG/ IP Drum | no data | no data | HIS | no data | OPEN | no data | no data | no data | no data
01-VHIS957 | Level Transmitter (8) iso valves, 2 transmitters | HRSG upper East | HRSG/ IP Drum | no data | no data | HIS | no data | OPEN | no data | no data | no data | no data
01-VHIS958 | Level Transmitter (8) iso valves, 2 transmitters | HRSG upper East | HRSG/ IP Drum | no data | no data | HIS | no data | OPEN | no data | no data | no data | no data
01-VHIS959 | Level Transmitter (8) iso valves, 2 transmitters | HRSG upper East | HRSG/ IP Drum | no data | no data | HIS | no data | OPEN | no data | no data | no data | no data
01-VHIS960 | Level Transmitter (8) iso valves, 2 transmitters | HRSG upper East | HRSG/ IP Drum | no data | no data | HIS | no data | OPEN | no data | no data | no data | no data
01-VHIS961 | Level Transmitter (8) iso valves, 2 transmitters | HRSG upper East | HRSG/ IP Drum | no data | no data | HIS | no data | OPEN | no data | no data | no data | no data
01-VHIS943 | Level Element | HRSG upper East | HRSG/ IP Drum | no data | no data | HIS | no data | OPEN | no data | no data | no data | no data
01-VHIS948 | Level Element | HRSG upper East | HRSG/ IP Drum | no data | no data | HIS | no data | OPEN | no data | no data | no data | no data
01-VHIS947 | Level Element | HRSG upper East | HRSG/ IP Drum | no data | no data | HIS | no data | OPEN | no data | no data | no data | no data
01-VHIS949 | Level Element | HRSG upper East | HRSG/ IP Drum | no data | no data | HIS | no data | OPEN | no data | no data | no data | no data
01-VHIS | Level Gauge | HRSG upper East | HRSG/ IP Drum | no data | no data | HIS | no data | OPEN | no data | no data | no data | no data
02-VHIS | Level Gauge | HRSG upper East | HRSG/ IP Drum | no data | no data | HIS | no data | OPEN | no data | no data | no data | no data
01-VHIS945 | Level instrumnt blowdown | HRSG upper East | HRSG/ IP Drum | no data | no data | HIS | no data | CLOSED | no data | no data | no data | no data
01-VHIS946 | Level instrumnt blowdown | HRSG upper East | HRSG/ IP Drum | no data | no data | HIS | no data | CLOSED | no data | no data | no data | no data
01-VHIS846 | 4 vents to atmosphere (8) iso valves | Top of the IP drum | HRSG/ IP Drum | no data | no data | HIS | no data | OPEN | no data | no data | no data | no data
01-VHIS847 | 4 vents to atmosphere (8) iso valves | Top of the IP drum | HRSG/ IP Drum | no data | no data | HIS | no data | OPEN | no data | no data | no data | no data
01-VHIS849 | 4 vents to atmosphere (8) iso valves | Top of the IP drum | HRSG/ IP Drum | no data | no data | HIS | no data | OPEN | no data | no data | no data | no data
01-VHIS850 | 4 vents to atmosphere (8) iso valves | Top of the IP drum | HRSG/ IP Drum | no data | no data | HIS | no data | OPEN | no data | no data | no data | no data
01-VHIS851 | 4 vents to atmosphere (8) iso valves | Top of the IP drum | HRSG/ IP Drum | no data | no data | HIS | no data | OPEN | no data | no data | no data | no data
01-VHIS976 | 4 vents to atmosphere (8) iso valves | Top of the IP drum | HRSG/ IP Drum | no data | no data | HIS | no data | OPEN | no data | no data | no data | no data
01-VHIS977 | 4 vents to atmosphere (8) iso valves | Top of the IP drum | HRSG/ IP Drum | no data | no data | HIS | no data | OPEN | no data | no data | no data | no data
01-VHIS963 | IP drum (2) PIT (4) iso valves | Top of the IP drum | HRSG/ IP Drum | no data | no data | HIS | no data | OPEN | no data | no data | no data | no data
01-VHIS964 | IP drum (2) PIT (4) iso valves | Top of the IP drum | HRSG/ IP Drum | no data | no data | HIS | no data | OPEN | no data | no data | no data | no data
01-VHIS965 | IP drum (2) PIT (4) iso valves | Top of the IP drum | HRSG/ IP Drum | no data | no data | HIS | no data | OPEN | no data | no data | no data | no data
01-VHIS966 | IP drum (2) PIT (4) iso valves | Top of the IP drum | HRSG/ IP Drum | no data | no data | HIS | no data | OPEN | no data | no data | no data | no data
01-VHIS971 | Nitrogen Fill iso | Top of the IP drum | HRSG/ IP Drum | no data | no data | HIS | no data | CLOSED | no data | no data | no data | no data
01-VHIS967 | Nitrogen (2) PIT (4) iso valves | Top of the IP drum | HRSG/ IP Drum | no data | no data | HIS | no data | OPEN | no data | no data | no data | no data
01-VHIS968 | Nitrogen (2) PIT (4) iso valves | Top of the IP drum | HRSG/ IP Drum | no data | no data | HIS | no data | OPEN | no data | no data | no data | no data
01-VHIS969 | Nitrogen (2) PIT (4) iso valves | Top of the IP drum | HRSG/ IP Drum | no data | no data | HIS | no data | OPEN | no data | no data | no data | no data
01-VHIS970 | Nitrogen (2) PIT (4) iso valves | Top of the IP drum | HRSG/ IP Drum | no data | no data | HIS | no data | OPEN | no data | no data | no data | no data
01-VHIS998 | Pegging steam to LP drum vent (2) iso valves | Top of the IP drum | HRSG/ IP Drum | no data | no data | HIS | no data | CLOSED | no data | no data | no data | no data
01-VHIS999 | Pegging steam to LP drum vent (2) iso valves | Top of the IP drum | HRSG/ IP Drum | no data | no data | HIS | no data | CLOSED | no data | no data | no data | no data
01-VHIS978 | Pegging steam to LP drum iso | Top of the IP drum | HRSG/ IP Drum | no data | no data | HIS | no data | OPEN | no data | no data | no data | no data
01-VHIS978 | Pegging steam to LP drum iso bypass | Top of the IP drum | HRSG/ IP Drum | no data | no data | HIS | no data | CLOSED | no data | no data | no data | no data
01-VHIS978 | Pegging steam to LP drum iso equalizing | Top of the IP drum | HRSG/ IP Drum | no data | no data | HIS | no data | OPEN | no data | no data | no data | no data
01-VHIS973 | IP drum water sample (2) valves | Under IP drum | HRSG/ IP Drum | no data | no data | HIS | no data | OPEN | no data | no data | no data | no data
01-VHIS974 | IP drum water sample (2) valves | Under IP drum | HRSG/ IP Drum | no data | no data | HIS | no data | OPEN | no data | no data | no data | no data
01-VHIS852 | IP sparging steam strainer drain (2) valves (under HRSG) | HRSG lower West | HRSG/ IP Drum | no data | no data | HIS | no data | CLOSED | no data | no data | no data | no data
01-VHIS853 | IP sparging steam strainer drain (2) valves (under HRSG) | HRSG lower West | HRSG/ IP Drum | no data | no data | HIS | no data | CLOSED | no data | no data | no data | no data
01-VHIS860 | IP sparging steam drain (2) valves | HRSG lower West | HRSG/ IP Drum | no data | no data | HIS | no data | CLOSED | no data | no data | no data | no data
01-VHIS861 | IP sparging steam drain (2) valves | HRSG lower West | HRSG/ IP Drum | no data | no data | HIS | no data | CLOSED | no data | no data | no data | no data
01-VHHS918F | HP BFW (2) flow transmitters to HRSG | Pipe Rack 1st | HRSG/HP Drum | no data | no data | BFW HP | no data | OPEN | no data | no data | no data | no data
01-VHHS919F | HP BFW (2) flow transmitters to HRSG | Pipe Rack 1st | HRSG/HP Drum | no data | no data | BFW HP | no data | OPEN | no data | no data | no data | no data
01-VHHS920F | HP BFW (2) flow transmitters to HRSG | Pipe Rack 1st | HRSG/HP Drum | no data | no data | BFW HP | no data | OPEN | no data | no data | no data | no data
01-VHHS921F | HP BFW (2) flow transmitters to HRSG | Pipe Rack 1st | HRSG/HP Drum | no data | no data | BFW HP | no data | OPEN | no data | no data | no data | no data
01-VHHS922F | HP BFW (2) flow transmitters to HRSG | Pipe Rack 1st | HRSG/HP Drum | no data | no data | BFW HP | no data | OPEN | no data | no data | no data | no data
01-VHHS923F | HP BFW (2) flow transmitters to HRSG | Pipe Rack 1st | HRSG/HP Drum | no data | no data | BFW HP | no data | OPEN | no data | no data | no data | no data
01-VHHS924F | HP BFW (2) flow transmitters to HRSG | Pipe Rack 1st | HRSG/HP Drum | no data | no data | BFW HP | no data | OPEN | no data | no data | no data | no data
01-VHHS925F | HP BFW (2) flow transmitters to HRSG | Pipe Rack 1st | HRSG/HP Drum | no data | no data | BFW HP | no data | OPEN | no data | no data | no data | no data
01-VHHS939 | HP economizer vent root valves | HRSG upper | HRSG/ HP Drum | no data | no data | BFW HP | no data | CLOSED | no data | no data | no data | no data
01-VHHS940 | HP economizer vent root valves | HRSG upper | HRSG/ HP Drum | no data | no data | BFW HP | no data | CLOSED | no data | no data | no data | no data
01-VHHS941 | HP economizer vent root valves | HRSG upper | HRSG/ HP Drum | no data | no data | BFW HP | no data | CLOSED | no data | no data | no data | no data
01-VHHS942 | HP economizer vent root valves | HRSG upper | HRSG/ HP Drum | no data | no data | BFW HP | no data | CLOSED | no data | no data | no data | no data
01-VHHS943 | HP economizer vent root valves | HRSG upper | HRSG/ HP Drum | no data | no data | BFW HP | no data | CLOSED | no data | no data | no data | no data
01-VHHS944 | HP economizer vent root valves | HRSG upper | HRSG/ HP Drum | no data | no data | BFW HP | no data | CLOSED | no data | no data | no data | no data
01-VHHS945 | HP economizer vent root valves | HRSG upper | HRSG/ HP Drum | no data | no data | BFW HP | no data | CLOSED | no data | no data | no data | no data
01-VHHS946 | HP economizer vent root valves | HRSG upper | HRSG/ HP Drum | no data | no data | BFW HP | no data | CLOSED | no data | no data | no data | no data
01-VHHS947 | HP economizer vent root valve | HRSG upper | HRSG/ HP Drum | no data | no data | BFW HP | no data | OPEN | no data | no data | no data | no data
01-VHHS988 | Phosphate injection iso | HRSG upper West | HRSG/ HP Drum | no data | no data | HHS | no data | OPEN | no data | no data | no data | no data
01-VHHS963 | Level Element (4) valves | HRSG upper West | HRSG/ HP Drum | no data | no data | HHS | no data | OPEN | no data | no data | no data | no data
01-VHHS964 | Level Element (4) valves | HRSG upper West | HRSG/ HP Drum | no data | no data | HHS | no data | OPEN | no data | no data | no data | no data
01-VHHS986 | Level Element (4) valves | HRSG upper West | HRSG/ HP Drum | no data | no data | HHS | no data | OPEN | no data | no data | no data | no data
01-VHHS987 | Level Element (4) valves | HRSG upper West | HRSG/ HP Drum | no data | no data | HHS | no data | OPEN | no data | no data | no data | no data
01-VHHS | Level Gauge (2) valves | HRSG upper West | HRSG/ HP Drum | no data | no data | HHS | no data | OPEN | no data | no data | no data | no data
02-VHHS | Level Gauge (2) valves | HRSG upper West | HRSG/ HP Drum | no data | no data | HHS | no data | OPEN | no data | no data | no data | no data
01-VHHS965 | Level instruments blowdown | HRSG upper West | HRSG/ HP Drum | no data | no data | HHS | no data | CLOSED | no data | no data | no data | no data
01-VHHS966 | Level instruments blowdown | HRSG upper West | HRSG/ HP Drum | no data | no data | HHS | no data | CLOSED | no data | no data | no data | no data
01-VHHS972 | Level instruments blowdown | HRSG upper West | HRSG/ HP Drum | no data | no data | HHS | no data | CLOSED | no data | no data | no data | no data
01-VHHS991 | HP drum water sample (2) valves | HRSG upper East | HRSG/ HP Drum | no data | no data | HHS | no data | OPEN | no data | no data | no data | no data
01-VHHS992 | HP drum water sample (2) valves | HRSG upper East | HRSG/ HP Drum | no data | no data | HHS | no data | OPEN | no data | no data | no data | no data
01-VHHS | HP continuous blowdown regulator | HRSG upper East | HRSG/ HP Drum | no data | no data | HHS | no data |  | no data | no data | no data | no data
02-VHHS | HP continuous blowdown regulator | HRSG upper East | HRSG/ HP Drum | no data | no data | HHS | no data |  | no data | no data | no data | no data
01-VHHS975 | (2)Level Transmitters (8) valves | HRSG upper East | HRSG/ HP Drum | no data | no data | HHS | no data | OPEN | no data | no data | no data | no data
01-VHHS976 | (2)Level Transmitters (8) valves | HRSG upper East | HRSG/ HP Drum | no data | no data | HHS | no data | OPEN | no data | no data | no data | no data
01-VHHS977 | (2)Level Transmitters (8) valves | HRSG upper East | HRSG/ HP Drum | no data | no data | HHS | no data | OPEN | no data | no data | no data | no data
01-VHHS978 | (2)Level Transmitters (8) valves | HRSG upper East | HRSG/ HP Drum | no data | no data | HHS | no data | OPEN | no data | no data | no data | no data
01-VHHS979 | (2)Level Transmitters (8) valves | HRSG upper East | HRSG/ HP Drum | no data | no data | HHS | no data | OPEN | no data | no data | no data | no data
01-VHHS980 | (2)Level Transmitters (8) valves | HRSG upper East | HRSG/ HP Drum | no data | no data | HHS | no data | OPEN | no data | no data | no data | no data
01-VHHS981 | (2)Level Transmitters (8) valves | HRSG upper East | HRSG/ HP Drum | no data | no data | HHS | no data | OPEN | no data | no data | no data | no data
01-VHHS982 | (2)Level Transmitters (8) valves | HRSG upper East | HRSG/ HP Drum | no data | no data | HHS | no data | OPEN | no data | no data | no data | no data
01-VHHS971 | Level Element (4) valves | HRSG upper East | HRSG/ HP Drum | no data | no data | HHS | no data | OPEN | no data | no data | no data | no data
01-VHHS983 | Level Element (4) valves | HRSG upper East | HRSG/ HP Drum | no data | no data | HHS | no data | OPEN | no data | no data | no data | no data
01-VHHS984 | Level Element (4) valves | HRSG upper East | HRSG/ HP Drum | no data | no data | HHS | no data | OPEN | no data | no data | no data | no data
01-VHHS985 | Level Element (4) valves | HRSG upper East | HRSG/ HP Drum | no data | no data | HHS | no data | OPEN | no data | no data | no data | no data
01-VHHS | Level Gauge (2) valves | HRSG upper East | HRSG/ HP Drum | no data | no data | HHS | no data | OPEN | no data | no data | no data | no data
02-VHHS | Level Gauge (2) valves | HRSG upper East | HRSG/ HP Drum | no data | no data | HHS | no data | OPEN | no data | no data | no data | no data
01-VHHS973 | Level instruments blowdown | HRSG upper East | HRSG/ HP Drum | no data | no data | HHS | no data | CLOSED | no data | no data | no data | no data
01-VHHS974 | Level instruments blowdown | HRSG upper East | HRSG/ HP Drum | no data | no data | HHS | no data | CLOSED | no data | no data | no data | no data
01-VHHS959 | Nitrogen Fill iso | Top of the HP drum | HRSG/ HP Drum | no data | no data | HHS | no data | CLOSED | no data | no data | no data | no data
01-VHHS956 | Nitrogen PIT (2) valves | Top of the HP drum | HRSG/ HP Drum | no data | no data | HHS | no data | OPEN | no data | no data | no data | no data
01-VHHS957 | Nitrogen PIT (2) valves | Top of the HP drum | HRSG/ HP Drum | no data | no data | HHS | no data | OPEN | no data | no data | no data | no data
01-VHHS950 | (2) HP Drum PIT (4) valves | Top of the HP drum | HRSG/ HP Drum | no data | no data | HHS | no data | OPEN | no data | no data | no data | no data
01-VHHS951 | (2) HP Drum PIT (4) valves | Top of the HP drum | HRSG/ HP Drum | no data | no data | HHS | no data | OPEN | no data | no data | no data | no data
01-VHHS952 | (2) HP Drum PIT (4) valves | Top of the HP drum | HRSG/ HP Drum | no data | no data | HHS | no data | OPEN | no data | no data | no data | no data
01-VHHS953 | (2) HP Drum PIT (4) valves | Top of the HP drum | HRSG/ HP Drum | no data | no data | HHS | no data | OPEN | no data | no data | no data | no data
01-VHHS801 | HP drum vent (2) valves | Top of the HP drum | HRSG/ HP Drum | no data | no data | HHS | no data | CLOSED | no data | no data | no data | no data
01-VHHS802 | HP drum vent (2) valves | Top of the HP drum | HRSG/ HP Drum | no data | no data | HHS | no data | CLOSED | no data | no data | no data | no data
01-VHHS998 | HP saturated steam sample (2) valves (under HP drum) | Top of the HP drum | no data | no data | no data | HHS | no data | OPEN | no data | no data | no data | no data
01-VHHS999 | HP saturated steam sample (2) valves (under HP drum) | Top of the HP drum | no data | no data | no data | HHS | no data | OPEN | no data | no data | no data | no data
01-VHHS996 | HP sparging steam strainer drain (2) valves (under HRSG) | Top of the HP drum | no data | no data | no data | HHS | no data | CLOSED | no data | no data | no data | no data
01-VHHS997 | HP sparging steam strainer drain (2) valves (under HRSG) | Top of the HP drum | no data | no data | no data | HHS | no data | CLOSED | no data | no data | no data | no data
01-VBFW385F | FW to HP terminal atemperator (3) Flow meters | Pipe Rack 1st | Attemperator HP | no data | no data | BFW HP | no data | OPEN | no data | no data | no data | no data
02-VBFW385F | FW to HP terminal atemperator (3) Flow meters | Pipe Rack 1st | Attemperator HP | no data | no data | BFW HP | no data | OPEN | no data | no data | no data | no data
01-VBFWF507F | FW to HP terminal atemperator (3) Flow meters | Pipe Rack 1st | Attemperator HP | no data | no data | BFW HP | no data | OPEN | no data | no data | no data | no data
02-VBFWF507F | FW to HP terminal atemperator (3) Flow meters | Pipe Rack 1st | Attemperator HP | no data | no data | BFW HP | no data | OPEN | no data | no data | no data | no data
01-VBFWF533F | FW to HP terminal atemperator (3) Flow meters | Pipe Rack 1st | Attemperator HP | no data | no data | BFW HP | no data | OPEN | no data | no data | no data | no data
02-VBFWF533F | FW to HP terminal atemperator (3) Flow meters | Pipe Rack 1st | Attemperator HP | no data | no data | BFW HP | no data | OPEN | no data | no data | no data | no data
01-VBFWF515F | FW to HP terminal atemperator (3) Flow meters | Pipe Rack 1st | Attemperator HP | no data | no data | BFW HP | no data | OPEN | no data | no data | no data | no data
02-VBFWF515F | FW to HP terminal atemperator (3) Flow meters | Pipe Rack 1st | Attemperator HP | no data | no data | BFW HP | no data | OPEN | no data | no data | no data | no data
01-VBFWF117F | FW to HP terminal atemperator (3) Flow meters | Pipe Rack 1st | Attemperator HP | no data | no data | BFW HP | no data | OPEN | no data | no data | no data | no data
02-VBFWF117F | FW to HP terminal atemperator (3) Flow meters | Pipe Rack 1st | Attemperator HP | no data | no data | BFW HP | no data | OPEN | no data | no data | no data | no data
01-VBFWF120F | FW to HP terminal atemperator (3) Flow meters | Pipe Rack 1st | Attemperator HP | no data | no data | BFW HP | no data | OPEN | no data | no data | no data | no data
02-VBFWF120F | FW to HP terminal atemperator (3) Flow meters | Pipe Rack 1st | Attemperator HP | no data | no data | BFW HP | no data | OPEN | no data | no data | no data | no data
01-VBFWF121F | FW to HP terminal atemperator (3) Flow meters | Pipe Rack 1st | Attemperator HP | no data | no data | BFW HP | no data | OPEN | no data | no data | no data | no data
02-VBFWF121F | FW to HP terminal atemperator (3) Flow meters | Pipe Rack 1st | Attemperator HP | no data | no data | BFW HP | no data | OPEN | no data | no data | no data | no data
01-VBFWF122F | FW to HP terminal atemperator (3) Flow meters | Pipe Rack 1st | Attemperator HP | no data | no data | BFW HP | no data | OPEN | no data | no data | no data | no data
02-VBFWF122F | FW to HP terminal atemperator (3) Flow meters | Pipe Rack 1st | Attemperator HP | no data | no data | BFW HP | no data | OPEN | no data | no data | no data | no data
01-VBFW124 | IP FW to HP bypass FT iso | Pipe Rack 3rd | Attemperator HP | no data | no data | BFW IP | no data | OPEN | no data | no data | no data | no data
02-VBFW124 | IP FW to HP bypass FT iso | Pipe Rack 3rd | Attemperator HP | no data | no data | BFW IP | no data | OPEN | no data | no data | no data | no data
01-VBFW125 | IP FW to HP bypass FT iso | Pipe Rack 3rd | Attemperator HP | no data | no data | BFW IP | no data | OPEN | no data | no data | no data | no data
02-VBFW125 | IP FW to HP bypass FT iso | Pipe Rack 3rd | Attemperator HP | no data | no data | BFW IP | no data | OPEN | no data | no data | no data | no data
01-VBFW126 | IP FW to HP bypass FT iso | Pipe Rack 3rd | Attemperator HP | no data | no data | BFW IP | no data | OPEN | no data | no data | no data | no data
02-VBFW126 | IP FW to HP bypass FT iso | Pipe Rack 3rd | Attemperator HP | no data | no data | BFW IP | no data | OPEN | no data | no data | no data | no data
01-VBFW127 | IP FW to HP bypass FT iso | Pipe Rack 3rd | Attemperator HP | no data | no data | BFW IP | no data | OPEN | no data | no data | no data | no data
02-VBFW127 | IP FW to HP bypass FT iso | Pipe Rack 3rd | Attemperator HP | no data | no data | BFW IP | no data | OPEN | no data | no data | no data | no data
01-VBFW124F | HRH terminal atemperator flow meter (3 tramsmitters) | Pipe Rack 2nd | Attemperator HRH | no data | no data | BFW IP | no data | OPEN | no data | no data | no data | no data
02-VBFW124F | HRH terminal atemperator flow meter (3 tramsmitters) | Pipe Rack 2nd | Attemperator HRH | no data | no data | BFW IP | no data | OPEN | no data | no data | no data | no data
01-VBFWF125F | HRH terminal atemperator flow meter (3 tramsmitters) | Pipe Rack 2nd | Attemperator HRH | no data | no data | BFW IP | no data | OPEN | no data | no data | no data | no data
02-VBFWF125F | HRH terminal atemperator flow meter (3 tramsmitters) | Pipe Rack 2nd | Attemperator HRH | no data | no data | BFW IP | no data | OPEN | no data | no data | no data | no data
01-VBFWF126F | HRH terminal atemperator flow meter (3 tramsmitters) | Pipe Rack 2nd | Attemperator HRH | no data | no data | BFW IP | no data | OPEN | no data | no data | no data | no data
02-VBFWF126F | HRH terminal atemperator flow meter (3 tramsmitters) | Pipe Rack 2nd | Attemperator HRH | no data | no data | BFW IP | no data | OPEN | no data | no data | no data | no data
01-VBFWF127F | HRH terminal atemperator flow meter (3 tramsmitters) | Pipe Rack 2nd | Attemperator HRH | no data | no data | BFW IP | no data | OPEN | no data | no data | no data | no data
02-VBFWF127F | HRH terminal atemperator flow meter (3 tramsmitters) | Pipe Rack 2nd | Attemperator HRH | no data | no data | BFW IP | no data | OPEN | no data | no data | no data | no data
01-VBFWF100F | HRH terminal atemperator flow meter (3 tramsmitters) | Pipe Rack 2nd | Attemperator HRH | no data | no data | BFW IP | no data | OPEN | no data | no data | no data | no data
02-VBFWF100F | HRH terminal atemperator flow meter (3 tramsmitters) | Pipe Rack 2nd | Attemperator HRH | no data | no data | BFW IP | no data | OPEN | no data | no data | no data | no data
01-VBFWF110F | HRH terminal atemperator flow meter (3 tramsmitters) | Pipe Rack 2nd | Attemperator HRH | no data | no data | BFW IP | no data | OPEN | no data | no data | no data | no data
02-VBFWF110F | HRH terminal atemperator flow meter (3 tramsmitters) | Pipe Rack 2nd | Attemperator HRH | no data | no data | BFW IP | no data | OPEN | no data | no data | no data | no data
01-VBFWF104F | HRH terminal atemperator flow meter (3 tramsmitters) | Pipe Rack 2nd | Attemperator HRH | no data | no data | BFW IP | no data | OPEN | no data | no data | no data | no data
02-VBFWF104F | HRH terminal atemperator flow meter (3 tramsmitters) | Pipe Rack 2nd | Attemperator HRH | no data | no data | BFW IP | no data | OPEN | no data | no data | no data | no data
01-VBFWF102F | HRH terminal atemperator flow meter (3 tramsmitters) | Pipe Rack 2nd | Attemperator HRH | no data | no data | BFW IP | no data | OPEN | no data | no data | no data | no data
02-VBFWF102F | HRH terminal atemperator flow meter (3 tramsmitters) | Pipe Rack 2nd | Attemperator HRH | no data | no data | BFW IP | no data | OPEN | no data | no data | no data | no data
01-VBFW918 | (2) Flow transmitters (8) valves | HRSG lower | Attemperator HRH | no data | no data | BFW IP | no data | OPEN | no data | no data | no data | no data
02-VBFW918 | (2) Flow transmitters (8) valves | HRSG lower | Attemperator HRH | no data | no data | BFW IP | no data | OPEN | no data | no data | no data | no data
01-VBFW919 | (2) Flow transmitters (8) valves | HRSG lower | Attemperator HRH | no data | no data | BFW IP | no data | OPEN | no data | no data | no data | no data
02-VBFW919 | (2) Flow transmitters (8) valves | HRSG lower | Attemperator HRH | no data | no data | BFW IP | no data | OPEN | no data | no data | no data | no data
01-VBFW820 | (2) Flow transmitters (8) valves | HRSG lower | Attemperator HRH | no data | no data | BFW IP | no data | OPEN | no data | no data | no data | no data
02-VBFW820 | (2) Flow transmitters (8) valves | HRSG lower | Attemperator HRH | no data | no data | BFW IP | no data | OPEN | no data | no data | no data | no data
01-VBFW821 | (2) Flow transmitters (8) valves | HRSG lower | Attemperator HRH | no data | no data | BFW IP | no data | OPEN | no data | no data | no data | no data
02-VBFW821 | (2) Flow transmitters (8) valves | HRSG lower | Attemperator HRH | no data | no data | BFW IP | no data | OPEN | no data | no data | no data | no data
01-VBFW822 | (2) Flow transmitters (8) valves | HRSG lower | Attemperator HRH | no data | no data | BFW IP | no data | OPEN | no data | no data | no data | no data
02-VBFW822 | (2) Flow transmitters (8) valves | HRSG lower | Attemperator HRH | no data | no data | BFW IP | no data | OPEN | no data | no data | no data | no data
01-VBFW823 | (2) Flow transmitters (8) valves | HRSG lower | Attemperator HRH | no data | no data | BFW IP | no data | OPEN | no data | no data | no data | no data
02-VBFW823 | (2) Flow transmitters (8) valves | HRSG lower | Attemperator HRH | no data | no data | BFW IP | no data | OPEN | no data | no data | no data | no data
01-VBFW824 | (2) Flow transmitters (8) valves | HRSG lower | Attemperator HRH | no data | no data | BFW IP | no data | OPEN | no data | no data | no data | no data
02-VBFW824 | (2) Flow transmitters (8) valves | HRSG lower | Attemperator HRH | no data | no data | BFW IP | no data | OPEN | no data | no data | no data | no data
01-VBFW825 | (2) Flow transmitters (8) valves | HRSG lower | Attemperator HRH | no data | no data | BFW IP | no data | OPEN | no data | no data | no data | no data
02-VBFW825 | (2) Flow transmitters (8) valves | HRSG lower | Attemperator HRH | no data | no data | BFW IP | no data | OPEN | no data | no data | no data | no data
01-VBFW960 | Drain before CV | HRSG lower | Attemperator HRH | no data | no data | BFW IP | no data | CLOSED | no data | no data | no data | no data
02-VBFW960 | Drain before CV | HRSG lower | Attemperator HRH | no data | no data | BFW IP | no data | CLOSED | no data | no data | no data | no data
01-VBFW961 | Drain before CV | HRSG lower | Attemperator HRH | no data | no data | BFW IP | no data | CLOSED | no data | no data | no data | no data
02-VBFW961 | Drain before CV | HRSG lower | Attemperator HRH | no data | no data | BFW IP | no data | CLOSED | no data | no data | no data | no data
01-VBFW848 | Strainer Drain (2) valves | HRSG lower | Attemperator HRH | no data | no data | BFW IP | no data | CLOSED | no data | no data | no data | no data
02-VBFW848 | Strainer Drain (2) valves | HRSG lower | Attemperator HRH | no data | no data | BFW IP | no data | CLOSED | no data | no data | no data | no data
01-VBFW849 | Strainer Drain (2) valves | HRSG lower | Attemperator HRH | no data | no data | BFW IP | no data | CLOSED | no data | no data | no data | no data
02-VBFW849 | Strainer Drain (2) valves | HRSG lower | Attemperator HRH | no data | no data | BFW IP | no data | CLOSED | no data | no data | no data | no data
01-VBFW826 | Strainer DPT (4) valves | HRSG lower | Attemperator HRH | no data | no data | BFW IP | no data | OPEN | no data | no data | no data | no data
02-VBFW826 | Strainer DPT (4) valves | HRSG lower | Attemperator HRH | no data | no data | BFW IP | no data | OPEN | no data | no data | no data | no data
01-VBFW827 | Strainer DPT (4) valves | HRSG lower | Attemperator HRH | no data | no data | BFW IP | no data | OPEN | no data | no data | no data | no data
02-VBFW827 | Strainer DPT (4) valves | HRSG lower | Attemperator HRH | no data | no data | BFW IP | no data | OPEN | no data | no data | no data | no data
01-VBFW828 | Strainer DPT (4) valves | HRSG lower | Attemperator HRH | no data | no data | BFW IP | no data | OPEN | no data | no data | no data | no data
02-VBFW828 | Strainer DPT (4) valves | HRSG lower | Attemperator HRH | no data | no data | BFW IP | no data | OPEN | no data | no data | no data | no data
01-VBFW829 | Strainer DPT (4) valves | HRSG lower | Attemperator HRH | no data | no data | BFW IP | no data | OPEN | no data | no data | no data | no data
02-VBFW829 | Strainer DPT (4) valves | HRSG lower | Attemperator HRH | no data | no data | BFW IP | no data | OPEN | no data | no data | no data | no data
01-VBFW930 | After CV iso | HRSG lower | Attemperator HRH | no data | no data | BFW IP | no data | OPEN | no data | no data | no data | no data
02-VBFW930 | After CV iso | HRSG lower | Attemperator HRH | no data | no data | BFW IP | no data | OPEN | no data | no data | no data | no data
01-VBFW962 | Drain after check (2) valves | HRSG lower | Attemperator HRH | no data | no data | BFW IP | no data | CLOSED | no data | no data | no data | no data
02-VBFW962 | Drain after check (2) valves | HRSG lower | Attemperator HRH | no data | no data | BFW IP | no data | CLOSED | no data | no data | no data | no data
01-VBFW963 | Drain after check (2) valves | HRSG lower | Attemperator HRH | no data | no data | BFW IP | no data | CLOSED | no data | no data | no data | no data
02-VBFW963 | Drain after check (2) valves | HRSG lower | Attemperator HRH | no data | no data | BFW IP | no data | CLOSED | no data | no data | no data | no data
01-VHHS948 | From TCA to HP economizer isolation | Pipe Rack 1st | TCA | no data | no data | BFW HP | no data | OPEN | no data | no data | no data | no data
01-VHHS949 | From TCA to HP economizer isolation bypass | Pipe Rack 1st | TCA | no data | no data | BFW HP | no data | CLOSED | no data | no data | no data | no data
01-VHHS950 | From TCA to HP economizer isolation equalizing | Pipe Rack 1st | TCA | no data | no data | BFW HP | no data | OPEN | no data | no data | no data | no data
01-VBFW | From TCA to Cond. Receiver Tank before CV iso | CRT | TCA | no data | no data | BFW HP | no data | OPEN | no data | no data | no data | no data
02-VBFW | From TCA to Cond. Receiver Tank before CV iso | CRT | TCA | no data | no data | BFW HP | no data | OPEN | no data | no data | no data | no data
01-VBFW | To Gas performance heater MOV bypass | one level under LP Drum | FGPH | no data | no data | BFW IP | no data | CLOSED | no data | no data | no data | no data
02-VBFW | To Gas performance heater MOV bypass | one level under LP Drum | FGPH | no data | no data | BFW IP | no data | CLOSED | no data | no data | no data | no data
01-VHLS819 | LP steam flow transmitters | Pipe Rack 2nd | HRSG | no data | no data | HLS | no data | no data | no data | no data | no data | no data
01-VHLS820 | LP steam flow transmitters | Pipe Rack 2nd | HRSG | no data | no data | HLS | no data | no data | no data | no data | no data | no data
01-VHLS821 | LP steam flow transmitters | Pipe Rack 2nd | HRSG | no data | no data | HLS | no data | no data | no data | no data | no data | no data
01-VHLS822 | LP steam flow transmitters | Pipe Rack 2nd | HRSG | no data | no data | HLS | no data | no data | no data | no data | no data | no data
01-VHLS825 | LP steam flow transmitters | Pipe Rack 2nd | HRSG | no data | no data | HLS | no data | no data | no data | no data | no data | no data
01-VHLS826 | LP steam flow transmitters | Pipe Rack 2nd | HRSG | no data | no data | HLS | no data | no data | no data | no data | no data | no data
01-VHLS827 | LP steam flow transmitters | Pipe Rack 2nd | HRSG | no data | no data | HLS | no data | no data | no data | no data | no data | no data
01-VHLS828 | LP steam flow transmitters | Pipe Rack 2nd | HRSG | no data | no data | HLS | no data | no data | no data | no data | no data | no data
01-VHHS818 | HP superheater outlet vent to atmoshpere (before MOV) | HRSG upper | HRSG | no data | no data | HHS | no data | no data | no data | no data | no data | no data
01-VHHS819 | HP superheater outlet vent to atmoshpere (before MOV) | HRSG upper | HRSG | no data | no data | HHS | no data | no data | no data | no data | no data | no data
01-VHHS998 | HP saturated steam sample (under HP drum) | HRSG upper | HRSG | no data | no data | HHS | no data | no data | no data | no data | no data | no data
01-VHHS999 | HP saturated steam sample (under HP drum) | HRSG upper | HRSG | no data | no data | HHS | no data | no data | no data | no data | no data | no data
01-VHHS813 | HP superheater outlet PITs (before MOV) | HRSG upper | HRSG | no data | no data | HHS | no data | no data | no data | no data | no data | no data
01-VHHS814 | HP superheater outlet PITs (before MOV) | HRSG upper | HRSG | no data | no data | HHS | no data | no data | no data | no data | no data | no data
01-VHHS871 | HP superheater outlet PITs (before MOV) | HRSG upper | HRSG | no data | no data | HHS | no data | no data | no data | no data | no data | no data
01-VHHS872 | HP superheater outlet PITs (before MOV) | HRSG upper | HRSG | no data | no data | HHS | no data | no data | no data | no data | no data | no data
01-VHHS873 | HP superheater outlet PITs (before MOV) | HRSG upper | HRSG | no data | no data | HHS | no data | no data | no data | no data | no data | no data
01-VHHS874 | HP superheater outlet PITs (before MOV) | HRSG upper | HRSG | no data | no data | HHS | no data | no data | no data | no data | no data | no data
01-VHHS906 | 906 MOV bypass (HP steam isolation) | HRSG upper | HRSG/ST | no data | no data | HHS | no data | no data | no data | no data | no data | no data
01-VHHS907 | 907 MOV bypass (HP steam isolation) | HRSG upper | HRSG/ST | no data | no data | HHS | no data | no data | no data | no data | no data | no data
01-VHHS820 | HP steam FT before terminal attemperator | Pipe Rack 3rd | HRSG/ST | no data | no data | HHS | no data | no data | no data | no data | no data | no data
01-VHHS821 | HP steam FT before terminal attemperator | Pipe Rack 3rd | HRSG/ST | no data | no data | HHS | no data | no data | no data | no data | no data | no data
01-VHHS822 | HP steam FT before terminal attemperator | Pipe Rack 3rd | HRSG/ST | no data | no data | HHS | no data | no data | no data | no data | no data | no data
01-VHHS823 | HP steam FT before terminal attemperator | Pipe Rack 3rd | HRSG/ST | no data | no data | HHS | no data | no data | no data | no data | no data | no data
01-VHHS824 | HP steam FT before terminal attemperator | Pipe Rack 3rd | HRSG/ST | no data | no data | HHS | no data | no data | no data | no data | no data | no data
01-VHHS825 | HP steam FT before terminal attemperator | Pipe Rack 3rd | HRSG/ST | no data | no data | HHS | no data | no data | no data | no data | no data | no data
01-VHHS826 | HP steam FT before terminal attemperator | Pipe Rack 3rd | HRSG/ST | no data | no data | HHS | no data | no data | no data | no data | no data | no data
01-VHHS827 | HP steam FT before terminal attemperator | Pipe Rack 3rd | HRSG/ST | no data | no data | HHS | no data | no data | no data | no data | no data | no data
01-VHPS828F | HPS superheated steam sample isolation | Pipe Rack 3rd | HRSG/ST | no data | no data | HHS | no data | no data | no data | no data | no data | no data
02-VHPS828F | HPS superheated steam sample isolation | Pipe Rack 3rd | HRSG/ST | no data | no data | HHS | no data | no data | no data | no data | no data | no data
01-VHPSF829F | HPS superheated steam sample isolation | Pipe Rack 3rd | HRSG/ST | no data | no data | HHS | no data | no data | no data | no data | no data | no data
02-VHPSF829F | HPS superheated steam sample isolation | Pipe Rack 3rd | HRSG/ST | no data | no data | HHS | no data | no data | no data | no data | no data | no data
01-VCRH119 | CRH header Drip Leg Level Switche vents | Pipe Rack 2nd | HRSG/ST | no data | no data | CRH | no data | no data | no data | no data | no data | no data
02-VCRH119 | CRH header Drip Leg Level Switche vents | Pipe Rack 2nd | HRSG/ST | no data | no data | CRH | no data | no data | no data | no data | no data | no data
01-VCRH167 | CRH header Drip Leg Level Switche vents | Pipe Rack 2nd | HRSG/ST | no data | no data | CRH | no data | no data | no data | no data | no data | no data
02-VCRH167 | CRH header Drip Leg Level Switche vents | Pipe Rack 2nd | HRSG/ST | no data | no data | CRH | no data | no data | no data | no data | no data | no data
01-VCRH118 | CRH header Drip Leg Level Switche vents | Pipe Rack 2nd | HRSG/ST | no data | no data | CRH | no data | no data | no data | no data | no data | no data
02-VCRH118 | CRH header Drip Leg Level Switche vents | Pipe Rack 2nd | HRSG/ST | no data | no data | CRH | no data | no data | no data | no data | no data | no data
01-VCRH168 | CRH header Drip Leg Level Switche vents | Pipe Rack 2nd | HRSG/ST | no data | no data | CRH | no data | no data | no data | no data | no data | no data
02-VCRH168 | CRH header Drip Leg Level Switche vents | Pipe Rack 2nd | HRSG/ST | no data | no data | CRH | no data | no data | no data | no data | no data | no data
01-VHRS803 | CRH header PIT (HRSG) | HRSG upper | HRSG/ST | no data | no data | HRH | no data | no data | no data | no data | no data | no data
01-VHRS804 | CRH header PIT (HRSG) | HRSG upper | HRSG/ST | no data | no data | HRH | no data | no data | no data | no data | no data | no data
01-VHRS909 | Nitrogen to CRH | HRSG upper | HRSG/ST | no data | no data | HRH | no data | no data | no data | no data | no data | no data
01-VHRS807 | Nitrogen to CRH vent | HRSG upper | HRSG/ST | no data | no data | HRH | no data | no data | no data | no data | no data | no data
01-VHRS808 | Nitrogen to CRH vent | HRSG upper | HRSG/ST | no data | no data | HRH | no data | no data | no data | no data | no data | no data
01-VHRS969 | Reheater interstage Dripleg drain | HRSG upper | HRSG/ST | no data | no data | HRH | no data | no data | no data | no data | no data | no data
01-VHRS970 | Reheater interstage Dripleg drain | HRSG upper | HRSG/ST | no data | no data | HRH | no data | no data | no data | no data | no data | no data
01-VHRS903 | Reheater outet PITs | HRSG upper | HRSG/ST | no data | no data | HRH | no data | no data | no data | no data | no data | no data
01-VHRS904 | Reheater outet PITs | HRSG upper | HRSG/ST | no data | no data | HRH | no data | no data | no data | no data | no data | no data
01-VHRS911 | Reheater outet PITs | HRSG upper | HRSG/ST | no data | no data | HRH | no data | no data | no data | no data | no data | no data
01-VHRS912 | Reheater outet PITs | HRSG upper | HRSG/ST | no data | no data | HRH | no data | no data | no data | no data | no data | no data
01-VHRS813 | Reheater outet PITs | HRSG upper | HRSG/ST | no data | no data | HRH | no data | no data | no data | no data | no data | no data
01-VHRS814 | Reheater outet PITs | HRSG upper | HRSG/ST | no data | no data | HRH | no data | no data | no data | no data | no data | no data
01-VHRS901 | HRH sample | Pipe Rack 3rd | HRSG/ST | no data | no data | HRH | no data | no data | no data | no data | no data | no data
01-VHRS902 | HRH sample | Pipe Rack 3rd | HRSG/ST | no data | no data | HRH | no data | no data | no data | no data | no data | no data
01-MAW01AA001 | GS Exhauster A inlet | ST upper West | ST seals | no data | no data | STP | no data | no data | no data | no data | no data | no data
02-MAW01AA001 | GS Exhauster A inlet | ST upper West | ST seals | no data | no data | STP | no data | no data | no data | no data | no data | no data
01-MAW01AA002 | GS Exhauster B inlet | ST upper West | ST seals | no data | no data | STP | no data | no data | no data | no data | no data | no data
02-MAW01AA002 | GS Exhauster B inlet | ST upper West | ST seals | no data | no data | STP | no data | no data | no data | no data | no data | no data
01-VAX159 | GS supply iso before superheater | ST lower | ST seals | no data | no data | STP | no data | no data | no data | no data | no data | no data
02-VAX159 | GS supply iso before superheater | ST lower | ST seals | no data | no data | STP | no data | no data | no data | no data | no data | no data
01-VSTP204 | GS supply CV bypass | ST upper West | ST seals | no data | no data | STP | no data | no data | no data | no data | no data | no data
02-VSTP204 | GS supply CV bypass | ST upper West | ST seals | no data | no data | STP | no data | no data | no data | no data | no data | no data
01-VSMP130F | Aux steam sample iso | Pipe Rack 1st | Aux Steam Header | no data | no data | AXS | no data | no data | no data | no data | no data | no data
01-VAXS |  | Pipe Rack 1st | Aux Steam Header | no data | no data | AXS | no data | no data | no data | no data | no data | no data
01-VHHS994 | Steam to HP Evap drain after MOV | no data | Sparging | no data | no data | no data | no data | no data | no data | no data | no data | no data
01-VHHS995 | Steam to HP Evap drain after MOV | no data | Sparging | no data | no data | no data | no data | no data | no data | no data | no data | no data
01-VHHS996 | Steam to HP Evap strainer drain | no data | Sparging | no data | no data | no data | no data | no data | no data | no data | no data | no data
01-VHHS997 | Steam to HP Evap strainer drain | no data | Sparging | no data | no data | no data | no data | no data | no data | no data | no data | no data
01-VHIS861 | Steam to IP Evap drain after MOV | HRSG lower | Sparging | no data | no data | AXS | no data | no data | no data | no data | no data | no data
01-VHIS853 | Steam to IP Evap strainer drain | HRSG lower | Sparging | no data | no data | AXS | no data | no data | no data | no data | no data | no data
01-VHLS999 | Steam to LP Evap drain after MOV | HRSG lower | Sparging | no data | no data | AXS | no data | no data | no data | no data | no data | no data
01-VHLS993 | Steam to LP Evap strainer drain | HRSG lower | Sparging | no data | no data | AXS | no data | no data | no data | no data | no data | no data
00-VFGS720 | FILTER/SEPERATOR LEVEL CONTROL VALVE OUTLET | no data | FUEL GAS FILTER/SEPERATOR | no data | no data | FGS | no data | OPEN | no data | no data | no data | no data
00-VFGS728 | FILTER SEPERATOR DRAIN TANK LEVEL IND. TRANSMITTER UPPER | no data | FUEL GAS FILTER/SEPERATOR | no data | no data | FGS | no data | OPEN | no data | no data | no data | no data
00-VFGS981 | GLYCOL FILL ISOLATION | no data | FUEL GAS DEW POINT HEATER/GLYCOL PUMP SKID | no data | no data | FGS | no data | CLOSED | no data | no data | no data | no data
00-VFGS984 | GLYCOL TANK SEPERATOR DRAIN VALV | no data | FUEL GAS DEW POINT HEATER/GLYCOL PUMP SKID | no data | no data | FGS | no data | CLOSED | no data | no data | no data | no data
00-VFGS976 | GLYCOL EXPANSION TANK ISOLATION | no data | FUEL GAS DEW POINT HEATER/GLYCOL PUMP SKID | no data | no data | FGS | no data | OPEN | no data | no data | no data | no data
00-VFGS977 | GLYCOL EXPANSION TANK VENT | no data | FUEL GAS DEW POINT HEATER/GLYCOL PUMP SKID | no data | no data | FGS | no data | CLOSED | no data | no data | no data | no data
00-VFGS987 | GLYCOL EXPANSION TANK DRAIN | no data | FUEL GAS DEW POINT HEATER/GLYCOL PUMP SKID | no data | no data | FGS | no data | CLOSED | no data | no data | no data | no data
00-VFGS968 | GLYCOL PUMP SUCTION TRANSMITTER ISOLATION | no data | FUEL GAS DEW POINT HEATER/GLYCOL PUMP SKID | no data | no data | FGS | no data | OPEN | no data | no data | no data | no data
00-VFGS969 | GLYCOL PUMP SUCTION TRANSMITTER ISOLATION | no data | FUEL GAS DEW POINT HEATER/GLYCOL PUMP SKID | no data | no data | FGS | no data | OPEN | no data | no data | no data | no data
00-VFGS968A | GLYCOL PUMP "A" SUCTION | no data | FUEL GAS DEW POINT HEATER/GLYCOL PUMP SKID | no data | no data | FGS | no data | OPEN | no data | no data | no data | no data
00-VFGS969A | GLYCOL PUMP "A" SUCTION STRAINER DP ISOLATION | no data | FUEL GAS DEW POINT HEATER/GLYCOL PUMP SKID | no data | no data | FGS | no data | OPEN | no data | no data | no data | no data
00-VFGS970A | GLYCOL PUMP "A" SUCTION STRAINER DP ISOLATION | no data | FUEL GAS DEW POINT HEATER/GLYCOL PUMP SKID | no data | no data | FGS | no data | OPEN | no data | no data | no data | no data
00-VFGS971A | GLYCOL PUMP "A" SUCTION STRAINER DRAIN | no data | FUEL GAS DEW POINT HEATER/GLYCOL PUMP SKID | no data | no data | FGS | no data | CLOSED | no data | no data | no data | no data
00-VFGS974A | GLYCOL PUMP "A" DISCHARGE | no data | FUEL GAS DEW POINT HEATER/GLYCOL PUMP SKID | no data | no data | FGS | no data | OPEN | no data | no data | no data | no data
00-VFGS973A | GLYCOL PUMP "A" DISCHARGE DRAIN | no data | FUEL GAS DEW POINT HEATER/GLYCOL PUMP SKID | no data | no data | FGS | no data | CLOSED | no data | no data | no data | no data
00-VFGS972A | RECIRC ISOLATION PUMP "A" | no data | FUEL GAS DEW POINT HEATER/GLYCOL PUMP SKID | no data | no data | FGS | no data | OPEN | no data | no data | no data | no data
00-VFGS968B | GLYCOL PUMP "B" SUCTION | no data | FUEL GAS DEW POINT HEATER/GLYCOL PUMP SKID | no data | no data | FGS | no data | OPEN | no data | no data | no data | no data
00-VFGS969B | GLYCOL PUMP "B" SUCTION STRAINER DP ISOLATION | no data | FUEL GAS DEW POINT HEATER/GLYCOL PUMP SKID | no data | no data | FGS | no data | OPEN | no data | no data | no data | no data
00-VFGS970B | GLYCOL PUMP "B" SUCTION STRAINER DP ISOLATION | no data | FUEL GAS DEW POINT HEATER/GLYCOL PUMP SKID | no data | no data | FGS | no data | OPEN | no data | no data | no data | no data
00-VFGS971B | GLYCOL PUMP "B" SUCTION STRAINER DRAIN | no data | FUEL GAS DEW POINT HEATER/GLYCOL PUMP SKID | no data | no data | FGS | no data | CLOSED | no data | no data | no data | no data
00-VFGS974B | GLYCOL PUMP "B" DISCHARGE | no data | FUEL GAS DEW POINT HEATER/GLYCOL PUMP SKID | no data | no data | FGS | no data | OPEN | no data | no data | no data | no data
00-VFGS973B | GLYCOL PUMP "B" DISCHARGE DRAIN | no data | FUEL GAS DEW POINT HEATER/GLYCOL PUMP SKID | no data | no data | FGS | no data | CLOSED | no data | no data | no data | no data
00-VFGS972B | RECIRC ISOLATION PUMP "B" | no data | FUEL GAS DEW POINT HEATER/GLYCOL PUMP SKID | no data | no data | FGS | no data | OPEN | no data | no data | no data | no data
00-VFGS974 | GLYCOL PUMPS DISCHARGE PRESSURE TRANSMITTER | no data | FUEL GAS DEW POINT HEATER/GLYCOL PUMP SKID | no data | no data | FGS | no data | OPEN | no data | no data | no data | no data
00-VFGS975 | GLYCOL PUMPS DISCHARGE PRESSURE TRANSMITTER | no data | FUEL GAS DEW POINT HEATER/GLYCOL PUMP SKID | no data | no data | FGS | no data | OPEN | no data | no data | no data | no data
00-VFGS983 | GLYCOL HEATER DP GUAGE HIGH SIDE ISOLATION | no data | FUEL GAS DEW POINT HEATER/GLYCOL PUMP SKID | no data | no data | FGS | no data | OPEN | no data | no data | no data | no data
00-VFGS951 | GLYCOL HEATER DP GUAGE LOW SIDE ISOLATION | no data | FUEL GAS DEW POINT HEATER/GLYCOL PUMP SKID | no data | no data | FGS | no data | OPEN | no data | no data | no data | no data
00-VFGS953 | GLYCOL HEATER DP DRAIN | no data | FUEL GAS DEW POINT HEATER/GLYCOL PUMP SKID | no data | no data | FGS | no data | CLOSED | no data | no data | no data | no data
00-VFGS984 | GLYCOL HEATER DP DRAIN | no data | FUEL GAS DEW POINT HEATER/GLYCOL PUMP SKID | no data | no data | FGS | no data | CLOSED | no data | no data | no data | no data
00-VFGS985 | GLYCOL HEATER GAS ISOLATION | no data | FUEL GAS DEW POINT HEATER/GLYCOL PUMP SKID | no data | no data | FGS | no data | OPEN | no data | no data | no data | no data
00-VFGS986 | GLYCOL HEATER GAS STRAINER DRAIN | no data | FUEL GAS DEW POINT HEATER/GLYCOL PUMP SKID | no data | no data | FGS | no data | CLOSED | no data | no data | no data | no data
00-VFGS001 | GLYCOL HEATER GAS FLOW METER INLET VALVE | no data | FUEL GAS DEW POINT HEATER/GLYCOL PUMP SKID | no data | no data | FGS | no data | OPEN | no data | no data | no data | no data
00-VFGS002 | GLYCOL HEATER GAS FLOW METER INLET DRAIN | no data | FUEL GAS DEW POINT HEATER/GLYCOL PUMP SKID | no data | no data | FGS | no data | CLOSED | no data | no data | no data | no data
00-VFGS021 | GLYCOL HEATER GAS PILOT ISOLATION | no data | FUEL GAS DEW POINT HEATER/GLYCOL PUMP SKID | no data | no data | FGS | no data | OPEN | no data | no data | no data | no data
00-VFGS025 | GLYCOL HEATER PILOT HEADER DRAIN VALVE | no data | FUEL GAS DEW POINT HEATER/GLYCOL PUMP SKID | no data | no data | FGS | no data | CLOSED | no data | no data | no data | no data
00-VFGS027 | GLYCOL HEATER PILOT HEADER DRAIN VALVE | no data | FUEL GAS DEW POINT HEATER/GLYCOL PUMP SKID | no data | no data | FGS | no data | CLOSED | no data | no data | no data | no data
00-VFGS028 | GLYCOL HEATER PILOT GAS TO BURNER ISOLATION | no data | FUEL GAS DEW POINT HEATER/GLYCOL PUMP SKID | no data | no data | FGS | no data | OPEN | no data | no data | no data | no data
00-VFGS007 | GLYCOL HEATER MAIN GAS HEADER DRAIN | no data | FUEL GAS DEW POINT HEATER/GLYCOL PUMP SKID | no data | no data | FGS | no data | CLOSED | no data | no data | no data | no data
00-VFGS009 | GLYCOL HEATER MAIN GAS HEADER DRAIN | no data | FUEL GAS DEW POINT HEATER/GLYCOL PUMP SKID | no data | no data | FGS | no data | CLOSED | no data | no data | no data | no data
00-VFGS016 | GLYCOL HEATER MAIN GAS HEADER DRAIN | no data | FUEL GAS DEW POINT HEATER/GLYCOL PUMP SKID | no data | no data | FGS | no data | CLOSED | no data | no data | no data | no data
00-VFGS018 | GLYCOH HEATER MAIN GAS ISOLATION BEFORE BURNER | no data | FUEL GAS DEW POINT HEATER/GLYCOL PUMP SKID | no data | no data | FGS | no data | OPEN | no data | no data | no data | no data
00-VFGS959 | GLYCOL HEATER VENT (GLYCOL SIDE) | no data | GLYCOL HEAT EXCHANGER SKID | no data | no data | FGS | no data | CLOSED | no data | no data | no data | no data
00-VFGS958 | GLYCOL HEATER DRAIN (GLYCOL SIDE) | no data | GLYCOL HEAT EXCHANGER SKID | no data | no data | FGS | no data | CLOSED | no data | no data | no data | no data
00-VFGS965 | GLYCOL HEATER VENT (GLYCOL SIDE) | no data | GLYCOL HEAT EXCHANGER SKID | no data | no data | FGS | no data | CLOSED | no data | no data | no data | no data
00-VFGS964 | GLYCOL HEATER DRAIN (GLYCOL SIDE) | no data | GLYCOL HEAT EXCHANGER SKID | no data | no data | FGS | no data | CLOSED | no data | no data | no data | no data
00-VFGS780 | PRI. REG. STATION NITROGEN PURGE/DRAIN | no data | HP REGULATING STATION (08) | no data | no data | FGS | no data | Closed | no data | no data | no data | no data
00-VFGS788 | PRI. REG. STATION INNERSTAGE NITROGEN PURGE/VENT | no data | HP REGULATING STATION (08) | no data | no data | FGS | no data | CLOSED | no data | no data | no data | no data
01-VFGS783 | LP GAS SUPPLY TO ELECTRIC HEATER | no data | HP REGULATING STATION (08) | no data | no data | FGS | no data | OPEN | no data | no data | no data | no data
02-VFGS783 | LP GAS SUPPLY TO ELECTRIC HEATER | no data | HP REGULATING STATION (08) | no data | no data | FGS | no data | OPEN | no data | no data | no data | no data
00-VFGS788D | YV-788 DRAIN VALVE | no data | HP REGULATING STATION (08) | no data | no data | FGS | no data | CLOSED | no data | no data | no data | no data
01-VFGS883 | SKID09 HP REG STATION low pressure gas heater isolation | no data | HP REGULATING STATION (09) | no data | no data | FGS | no data | OPEN | no data | no data | no data | no data
02-VFGS883 | SKID09 HP REG STATION low pressure gas heater isolation | no data | HP REGULATING STATION (09) | no data | no data | FGS | no data | OPEN | no data | no data | no data | no data
00-VFGS476 | GAS COMPRESSOR"A" INLET BLOCK VALVE | no data | FUEL GAS COMPRESSOR "A" | no data | no data | FGS | no data | OPEN | no data | no data | no data | no data
00-VFGS442B | GAS COMPRESSOR"A" S/U PURGE OUTLET BLOCK VALVE | no data | FUEL GAS COMPRESSOR "A" | no data | no data | FGS | no data | OPEN | no data | no data | no data | no data
00-VFGS446 | GAS COMPRESSOR"A" INLET HEADER DRAIN | no data | FUEL GAS COMPRESSOR "A" | no data | no data | FGS | no data | CLOSED | no data | no data | no data | no data
00-VFGS448 | GAS COMPRESSOR"A" GAS SUPPLY TO SEAL FILTER | no data | FUEL GAS COMPRESSOR "A" | no data | no data | FGS | no data | OPEN | no data | no data | no data | no data
00-VFGS452 | GAS COMPRESSOR"A" DISCHARGE CONTROL VALVE BLEED | no data | FUEL GAS COMPRESSOR "A" | no data | no data | FGS | no data | CLOSED | no data | no data | no data | no data
00-VFGS479 | GAS COMPRESSOR"A" OUTLET BLOCK VALVE | no data | FUEL GAS COMPRESSOR "A" | no data | no data | FGS | no data | OPEN | no data | no data | no data | no data
00-VFGS401A | GAS COMPRESSOR"A" SEAL SUPPLY FLOW VALVE | no data | FUEL GAS COMPRESSOR "A" | no data | no data | FGS | no data | OPEN | no data | no data | no data | no data
00-VFGS401B | GAS COMPRESSOR"A" SEAL SUPPLY BLOCK VALVE | no data | FUEL GAS COMPRESSOR "A" | no data | no data | FGS | no data | OPEN | no data | no data | no data | no data
00-VFGS404 | NITROGEN SUPPLY TO SEAL BLOCK VALVE | no data | FUEL GAS COMPRESSOR "A" | no data | no data | FGS | no data | Open | no data | no data | no data | no data
00-VFGS424E | GAS COMPRESSOR"A" LUBE OIL FILTER PRESSURE EQUALIZATION VALVE | no data | FUEL GAS COMPRESSOR "A" | no data | no data | FGS | no data | CLOSED | no data | no data | no data | no data
00-VFGS424A | GAS COMPRESSOR"A" 227A OIL FILTER VENT VALVE | no data | FUEL GAS COMPRESSOR "A" | no data | no data | FGS | no data | CLOSED | no data | no data | no data | no data
00-VFGS424G | GAS COMPRESSOR"A" 227B OIL FILTER VENT VALVE | no data | FUEL GAS COMPRESSOR "A" | no data | no data | FGS | no data | CLOSED | no data | no data | no data | no data
00-VFGS422 | GAS COMPRESSOR"A" CONTROL OIL TO VALVE 00-PSV-FGS-421 ISOLATION | no data | FUEL GAS COMPRESSOR "A" | no data | no data | FGS | no data | OPEN | no data | no data | no data | no data
00-VFGS423 | GAS COMPRESSOR"A" OIL RESERVOIR DRAIN | no data | FUEL GAS COMPRESSOR "A" | no data | no data | FGS | no data | CLOSED | no data | no data | no data | no data
00-VFGS449A | GAS COMPRESSOR "A" COMPRESSOR DISCHARGE PRESSURE TRANSMITER | no data | FUEL GAS COMPRESSOR "A" | no data | no data | FGS | no data | OPEN | no data | no data | no data | no data
00-VFGS445A | GAS COMPRESSOR "A" COMPRESSOR INLET PRESSURE TRANSMITER | no data | FUEL GAS COMPRESSOR "A" | no data | no data | FGS | no data | OPEN | no data | no data | no data | no data
00-VFGS450A | GAS COMPRESSOR "A" FLOW METER HIGH SIDE ISOLATION | no data | FUEL GAS COMPRESSOR "A" | no data | no data | FGS | no data | OPEN | no data | no data | no data | no data
00-VFGS450B | GAS COMPRESSOR "A" FLOW METER LOW SIDE ISOLATION | no data | FUEL GAS COMPRESSOR "A" | no data | no data | FGS | no data | OPEN | no data | no data | no data | no data
00-VFGS400A | GAS COMPRESSOR "A" SEAL GAS SUPPLY FILTER DP TRANSMITTER HIGH SIDE | no data | FUEL GAS COMPRESSOR "A" | no data | no data | FGS | no data | OPEN | no data | no data | no data | no data
00-VFGS400B | GAS COMPRESSOR "A" SEAL GAS SUPPLY FILTER DP TRANSMITTER LOW SIDE | no data | FUEL GAS COMPRESSOR "A" | no data | no data | FGS | no data | OPEN | no data | no data | no data | no data
00-VFGS403A | GAS COMPRESSOR "A" SEAL VENT PRESSURE TRANSMITTER ISOLATION | no data | FUEL GAS COMPRESSOR "A" | no data | no data | FGS | no data | OPEN | no data | no data | no data | no data
01-nodata | GAS COMPRESSOR"B" INLET BLOCK VALVE | no data | FUEL GAS COMPRESSOR "B" | no data | no data | FGS | no data | OPEN | no data | no data | no data | no data
02-nodata | GAS COMPRESSOR"B" INLET BLOCK VALVE | no data | FUEL GAS COMPRESSOR "B" | no data | no data | FGS | no data | OPEN | no data | no data | no data | no data
01-nodata | GAS COMPRESSOR"B" S/U PURGE INLET BLOCK VALVE | no data | FUEL GAS COMPRESSOR "B" | no data | no data | FGS | no data | OPEN | no data | no data | no data | no data
02-nodata | GAS COMPRESSOR"B" S/U PURGE INLET BLOCK VALVE | no data | FUEL GAS COMPRESSOR "B" | no data | no data | FGS | no data | OPEN | no data | no data | no data | no data
01-nodata | GAS COMPRESSOR"B" S/U PURGE OUTLET BLOCK VALVE | no data | FUEL GAS COMPRESSOR "B" | no data | no data | FGS | no data | OPEN | no data | no data | no data | no data
02-nodata | GAS COMPRESSOR"B" S/U PURGE OUTLET BLOCK VALVE | no data | FUEL GAS COMPRESSOR "B" | no data | no data | FGS | no data | OPEN | no data | no data | no data | no data
01-nodata | GAS COMPRESSOR"B" GAS PURGE NITROGEN FILL/DRAIN VALVE | no data | FUEL GAS COMPRESSOR "B" | no data | no data | FGS | no data | CLOSED | no data | no data | no data | no data
02-nodata | GAS COMPRESSOR"B" GAS PURGE NITROGEN FILL/DRAIN VALVE | no data | FUEL GAS COMPRESSOR "B" | no data | no data | FGS | no data | CLOSED | no data | no data | no data | no data
01-nodata | GAS COMPRESSOR"B" INLET HEADER DRAIN | no data | FUEL GAS COMPRESSOR "B" | no data | no data | FGS | no data | CLOSED | no data | no data | no data | no data
02-nodata | GAS COMPRESSOR"B" INLET HEADER DRAIN | no data | FUEL GAS COMPRESSOR "B" | no data | no data | FGS | no data | CLOSED | no data | no data | no data | no data
01-nodata | GAS COMPRESSOR"B" GAS SUPPLY TO SEAL FILTER | no data | FUEL GAS COMPRESSOR "B" | no data | no data | FGS | no data | OPEN | no data | no data | no data | no data
02-nodata | GAS COMPRESSOR"B" GAS SUPPLY TO SEAL FILTER | no data | FUEL GAS COMPRESSOR "B" | no data | no data | FGS | no data | OPEN | no data | no data | no data | no data
01-nodata | GAS COMPRESSOR"B" DISCHARGE CONTROL VALVE BLEED | no data | FUEL GAS COMPRESSOR "B" | no data | no data | FGS | no data | CLOSED | no data | no data | no data | no data
02-nodata | GAS COMPRESSOR"B" DISCHARGE CONTROL VALVE BLEED | no data | FUEL GAS COMPRESSOR "B" | no data | no data | FGS | no data | CLOSED | no data | no data | no data | no data
01-nodata | GAS COMPRESSOR"B" OUTLET BLOCK VALVE | no data | FUEL GAS COMPRESSOR "B" | no data | no data | FGS | no data | OPEN | no data | no data | no data | no data
02-nodata | GAS COMPRESSOR"B" OUTLET BLOCK VALVE | no data | FUEL GAS COMPRESSOR "B" | no data | no data | FGS | no data | OPEN | no data | no data | no data | no data
01-nodata | GAS COMPRESSOR"B" SEAL SUPPLY FLOW VALVE | no data | FUEL GAS COMPRESSOR "B" | no data | no data | FGS | no data | OPEN | no data | no data | no data | no data
02-nodata | GAS COMPRESSOR"B" SEAL SUPPLY FLOW VALVE | no data | FUEL GAS COMPRESSOR "B" | no data | no data | FGS | no data | OPEN | no data | no data | no data | no data
01-nodata | GAS COMPRESSOR"B" SEAL SUPPLY BLOCK VALVE | no data | FUEL GAS COMPRESSOR "B" | no data | no data | FGS | no data | OPEN | no data | no data | no data | no data
02-nodata | GAS COMPRESSOR"B" SEAL SUPPLY BLOCK VALVE | no data | FUEL GAS COMPRESSOR "B" | no data | no data | FGS | no data | OPEN | no data | no data | no data | no data
01-nodata | NITROGEN SUPPLY TO SEAL BLOCK VALVE | no data | FUEL GAS COMPRESSOR "B" | no data | no data | FGS | no data | Open | no data | no data | no data | no data
02-nodata | NITROGEN SUPPLY TO SEAL BLOCK VALVE | no data | FUEL GAS COMPRESSOR "B" | no data | no data | FGS | no data | Open | no data | no data | no data | no data
01-nodata | GAS COMPRESSOR"B" LUBE OIL FILTER PRESSURE EQUALIZATION VALVE | no data | FUEL GAS COMPRESSOR "B" | no data | no data | FGS | no data | CLOSED | no data | no data | no data | no data
02-nodata | GAS COMPRESSOR"B" LUBE OIL FILTER PRESSURE EQUALIZATION VALVE | no data | FUEL GAS COMPRESSOR "B" | no data | no data | FGS | no data | CLOSED | no data | no data | no data | no data
01-nodata | GAS COMPRESSOR"B" 227A OIL FILTER VENT VALVE | no data | FUEL GAS COMPRESSOR "B" | no data | no data | FGS | no data | CLOSED | no data | no data | no data | no data
02-nodata | GAS COMPRESSOR"B" 227A OIL FILTER VENT VALVE | no data | FUEL GAS COMPRESSOR "B" | no data | no data | FGS | no data | CLOSED | no data | no data | no data | no data
01-nodata | GAS COMPRESSOR"B" 227B OIL FILTER VENT VALVE | no data | FUEL GAS COMPRESSOR "B" | no data | no data | FGS | no data | CLOSED | no data | no data | no data | no data
02-nodata | GAS COMPRESSOR"B" 227B OIL FILTER VENT VALVE | no data | FUEL GAS COMPRESSOR "B" | no data | no data | FGS | no data | CLOSED | no data | no data | no data | no data
01-nodata | GAS COMPRESSOR"B" CONTROL OIL TO VALVE 00-PSV-FGS-421 ISOLATION | no data | FUEL GAS COMPRESSOR "B" | no data | no data | FGS | no data | OPEN | no data | no data | no data | no data
02-nodata | GAS COMPRESSOR"B" CONTROL OIL TO VALVE 00-PSV-FGS-421 ISOLATION | no data | FUEL GAS COMPRESSOR "B" | no data | no data | FGS | no data | OPEN | no data | no data | no data | no data
01-nodata | GAS COMPRESSOR"B" OIL RESERVOIR DRAIN | no data | FUEL GAS COMPRESSOR "B" | no data | no data | FGS | no data | CLOSED | no data | no data | no data | no data
02-nodata | GAS COMPRESSOR"B" OIL RESERVOIR DRAIN | no data | FUEL GAS COMPRESSOR "B" | no data | no data | FGS | no data | CLOSED | no data | no data | no data | no data
01-nodata | GAS COMPRESSOR "B" COMPRESSOR DISCHARGE PRESSURE TRANSMITER | no data | FUEL GAS COMPRESSOR "B" | no data | no data | FGS | no data | OPEN | no data | no data | no data | no data
02-nodata | GAS COMPRESSOR "B" COMPRESSOR DISCHARGE PRESSURE TRANSMITER | no data | FUEL GAS COMPRESSOR "B" | no data | no data | FGS | no data | OPEN | no data | no data | no data | no data
01-nodata | GAS COMPRESSOR "B" COMPRESSOR INLET PRESSURE TRANSMITER | no data | FUEL GAS COMPRESSOR "B" | no data | no data | FGS | no data | OPEN | no data | no data | no data | no data
02-nodata | GAS COMPRESSOR "B" COMPRESSOR INLET PRESSURE TRANSMITER | no data | FUEL GAS COMPRESSOR "B" | no data | no data | FGS | no data | OPEN | no data | no data | no data | no data
01-nodata | GAS COMPRESSOR "B" FLOW METER HIGH SIDE ISOLATION | no data | FUEL GAS COMPRESSOR "B" | no data | no data | FGS | no data | OPEN | no data | no data | no data | no data
02-nodata | GAS COMPRESSOR "B" FLOW METER HIGH SIDE ISOLATION | no data | FUEL GAS COMPRESSOR "B" | no data | no data | FGS | no data | OPEN | no data | no data | no data | no data
01-nodata | GAS COMPRESSOR "B" FLOW METER LOW SIDE ISOLATION | no data | FUEL GAS COMPRESSOR "B" | no data | no data | FGS | no data | OPEN | no data | no data | no data | no data
02-nodata | GAS COMPRESSOR "B" FLOW METER LOW SIDE ISOLATION | no data | FUEL GAS COMPRESSOR "B" | no data | no data | FGS | no data | OPEN | no data | no data | no data | no data
01-nodata | GAS COMPRESSOR "B" SEAL GAS SUPPLY FILTER DP TRANSMITTER HIGH SIDE | no data | FUEL GAS COMPRESSOR "B" | no data | no data | FGS | no data | OPEN | no data | no data | no data | no data
02-nodata | GAS COMPRESSOR "B" SEAL GAS SUPPLY FILTER DP TRANSMITTER HIGH SIDE | no data | FUEL GAS COMPRESSOR "B" | no data | no data | FGS | no data | OPEN | no data | no data | no data | no data
01-nodata | GAS COMPRESSOR "B" SEAL GAS SUPPLY FILTER DP TRANSMITTER LOW SIDE | no data | FUEL GAS COMPRESSOR "B" | no data | no data | FGS | no data | OPEN | no data | no data | no data | no data
02-nodata | GAS COMPRESSOR "B" SEAL GAS SUPPLY FILTER DP TRANSMITTER LOW SIDE | no data | FUEL GAS COMPRESSOR "B" | no data | no data | FGS | no data | OPEN | no data | no data | no data | no data
01-nodata | GAS COMPRESSOR "B" SEAL VENT PRESSURE TRANSMITTER ISOLATION | no data | FUEL GAS COMPRESSOR "B" | no data | no data | FGS | no data | OPEN | no data | no data | no data | no data
02-nodata | GAS COMPRESSOR "B" SEAL VENT PRESSURE TRANSMITTER ISOLATION | no data | FUEL GAS COMPRESSOR "B" | no data | no data | FGS | no data | OPEN | no data | no data | no data | no data
01-nodata | GAS COMPRESSOR"C" INLET BLOCK VALVE | no data | FUEL GAS COMPRESSOR "C" | no data | no data | FGS | no data | OPEN | no data | no data | no data | no data
02-nodata | GAS COMPRESSOR"C" INLET BLOCK VALVE | no data | FUEL GAS COMPRESSOR "C" | no data | no data | FGS | no data | OPEN | no data | no data | no data | no data
01-nodata | GAS COMPRESSOR"C" S/U PURGE INLET BLOCK VALVE | no data | FUEL GAS COMPRESSOR "C" | no data | no data | FGS | no data | OPEN | no data | no data | no data | no data
02-nodata | GAS COMPRESSOR"C" S/U PURGE INLET BLOCK VALVE | no data | FUEL GAS COMPRESSOR "C" | no data | no data | FGS | no data | OPEN | no data | no data | no data | no data
01-nodata | GAS COMPRESSOR"C" S/U PURGE OUTLET BLOCK VALVE | no data | FUEL GAS COMPRESSOR "C" | no data | no data | FGS | no data | OPEN | no data | no data | no data | no data
02-nodata | GAS COMPRESSOR"C" S/U PURGE OUTLET BLOCK VALVE | no data | FUEL GAS COMPRESSOR "C" | no data | no data | FGS | no data | OPEN | no data | no data | no data | no data
01-nodata | GAS COMPRESSOR"C" GAS PURGE NITROGEN FILL/DRAIN VALVE | no data | FUEL GAS COMPRESSOR "C" | no data | no data | FGS | no data | CLOSED | no data | no data | no data | no data
02-nodata | GAS COMPRESSOR"C" GAS PURGE NITROGEN FILL/DRAIN VALVE | no data | FUEL GAS COMPRESSOR "C" | no data | no data | FGS | no data | CLOSED | no data | no data | no data | no data
01-nodata | GAS COMPRESSOR"C" INLET HEADER DRAIN | no data | FUEL GAS COMPRESSOR "C" | no data | no data | FGS | no data | CLOSED | no data | no data | no data | no data
02-nodata | GAS COMPRESSOR"C" INLET HEADER DRAIN | no data | FUEL GAS COMPRESSOR "C" | no data | no data | FGS | no data | CLOSED | no data | no data | no data | no data
01-nodata | GAS COMPRESSOR"C" GAS SUPPLY TO SEAL FILTER | no data | FUEL GAS COMPRESSOR "C" | no data | no data | FGS | no data | OPEN | no data | no data | no data | no data
02-nodata | GAS COMPRESSOR"C" GAS SUPPLY TO SEAL FILTER | no data | FUEL GAS COMPRESSOR "C" | no data | no data | FGS | no data | OPEN | no data | no data | no data | no data
01-nodata | GAS COMPRESSOR"C" DISCHARGE CONTROL VALVE BLEED | no data | FUEL GAS COMPRESSOR "C" | no data | no data | FGS | no data | CLOSED | no data | no data | no data | no data
02-nodata | GAS COMPRESSOR"C" DISCHARGE CONTROL VALVE BLEED | no data | FUEL GAS COMPRESSOR "C" | no data | no data | FGS | no data | CLOSED | no data | no data | no data | no data
01-nodata | GAS COMPRESSOR"C" OUTLET BLOCK VALVE | no data | FUEL GAS COMPRESSOR "C" | no data | no data | FGS | no data | OPEN | no data | no data | no data | no data
02-nodata | GAS COMPRESSOR"C" OUTLET BLOCK VALVE | no data | FUEL GAS COMPRESSOR "C" | no data | no data | FGS | no data | OPEN | no data | no data | no data | no data
01-nodata | GAS COMPRESSOR"C" SEAL SUPPLY FLOW VALVE | no data | FUEL GAS COMPRESSOR "C" | no data | no data | FGS | no data | OPEN | no data | no data | no data | no data
02-nodata | GAS COMPRESSOR"C" SEAL SUPPLY FLOW VALVE | no data | FUEL GAS COMPRESSOR "C" | no data | no data | FGS | no data | OPEN | no data | no data | no data | no data
01-nodata | GAS COMPRESSOR"C" SEAL SUPPLY BLOCK VALVE | no data | FUEL GAS COMPRESSOR "C" | no data | no data | FGS | no data | OPEN | no data | no data | no data | no data
02-nodata | GAS COMPRESSOR"C" SEAL SUPPLY BLOCK VALVE | no data | FUEL GAS COMPRESSOR "C" | no data | no data | FGS | no data | OPEN | no data | no data | no data | no data
01-nodata | NITROGEN SUPPLY TO SEAL BLOCK VALVE | no data | FUEL GAS COMPRESSOR "C" | no data | no data | FGS | no data | Open | no data | no data | no data | no data
02-nodata | NITROGEN SUPPLY TO SEAL BLOCK VALVE | no data | FUEL GAS COMPRESSOR "C" | no data | no data | FGS | no data | Open | no data | no data | no data | no data
01-nodata | GAS COMPRESSOR"C" LUBE OIL FILTER PRESSURE EQUALIZATION VALVE | no data | FUEL GAS COMPRESSOR "C" | no data | no data | FGS | no data | CLOSED | no data | no data | no data | no data
02-nodata | GAS COMPRESSOR"C" LUBE OIL FILTER PRESSURE EQUALIZATION VALVE | no data | FUEL GAS COMPRESSOR "C" | no data | no data | FGS | no data | CLOSED | no data | no data | no data | no data
01-nodata | GAS COMPRESSOR"C" 227A OIL FILTER VENT VALVE | no data | FUEL GAS COMPRESSOR "C" | no data | no data | FGS | no data | CLOSED | no data | no data | no data | no data
02-nodata | GAS COMPRESSOR"C" 227A OIL FILTER VENT VALVE | no data | FUEL GAS COMPRESSOR "C" | no data | no data | FGS | no data | CLOSED | no data | no data | no data | no data
01-nodata | GAS COMPRESSOR"C" 227B OIL FILTER VENT VALVE | no data | FUEL GAS COMPRESSOR "C" | no data | no data | FGS | no data | CLOSED | no data | no data | no data | no data
02-nodata | GAS COMPRESSOR"C" 227B OIL FILTER VENT VALVE | no data | FUEL GAS COMPRESSOR "C" | no data | no data | FGS | no data | CLOSED | no data | no data | no data | no data
01-nodata | GAS COMPRESSOR"C" CONTROL OIL TO VALVE 00-PSV-FGS-421 ISOLATION | no data | FUEL GAS COMPRESSOR "C" | no data | no data | FGS | no data | OPEN | no data | no data | no data | no data
02-nodata | GAS COMPRESSOR"C" CONTROL OIL TO VALVE 00-PSV-FGS-421 ISOLATION | no data | FUEL GAS COMPRESSOR "C" | no data | no data | FGS | no data | OPEN | no data | no data | no data | no data
01-nodata | GAS COMPRESSOR"C" OIL RESERVOIR DRAIN | no data | FUEL GAS COMPRESSOR "C" | no data | no data | FGS | no data | CLOSED | no data | no data | no data | no data
02-nodata | GAS COMPRESSOR"C" OIL RESERVOIR DRAIN | no data | FUEL GAS COMPRESSOR "C" | no data | no data | FGS | no data | CLOSED | no data | no data | no data | no data
01-nodata | GAS COMPRESSOR "C" COMPRESSOR DISCHARGE PRESSURE TRANSMITER | no data | FUEL GAS COMPRESSOR "C" | no data | no data | FGS | no data | OPEN | no data | no data | no data | no data
02-nodata | GAS COMPRESSOR "C" COMPRESSOR DISCHARGE PRESSURE TRANSMITER | no data | FUEL GAS COMPRESSOR "C" | no data | no data | FGS | no data | OPEN | no data | no data | no data | no data
01-nodata | GAS COMPRESSOR "C" COMPRESSOR INLET PRESSURE TRANSMITER | no data | FUEL GAS COMPRESSOR "C" | no data | no data | FGS | no data | OPEN | no data | no data | no data | no data
02-nodata | GAS COMPRESSOR "C" COMPRESSOR INLET PRESSURE TRANSMITER | no data | FUEL GAS COMPRESSOR "C" | no data | no data | FGS | no data | OPEN | no data | no data | no data | no data
01-nodata | GAS COMPRESSOR "C" FLOW METER HIGH SIDE ISOLATION | no data | FUEL GAS COMPRESSOR "C" | no data | no data | FGS | no data | OPEN | no data | no data | no data | no data
02-nodata | GAS COMPRESSOR "C" FLOW METER HIGH SIDE ISOLATION | no data | FUEL GAS COMPRESSOR "C" | no data | no data | FGS | no data | OPEN | no data | no data | no data | no data
01-nodata | GAS COMPRESSOR "C" FLOW METER LOW SIDE ISOLATION | no data | FUEL GAS COMPRESSOR "C" | no data | no data | FGS | no data | OPEN | no data | no data | no data | no data
02-nodata | GAS COMPRESSOR "C" FLOW METER LOW SIDE ISOLATION | no data | FUEL GAS COMPRESSOR "C" | no data | no data | FGS | no data | OPEN | no data | no data | no data | no data
01-nodata | GAS COMPRESSOR "C" SEAL GAS SUPPLY FILTER DP TRANSMITTER HIGH SIDE | no data | FUEL GAS COMPRESSOR "C" | no data | no data | FGS | no data | OPEN | no data | no data | no data | no data
02-nodata | GAS COMPRESSOR "C" SEAL GAS SUPPLY FILTER DP TRANSMITTER HIGH SIDE | no data | FUEL GAS COMPRESSOR "C" | no data | no data | FGS | no data | OPEN | no data | no data | no data | no data
01-nodata | GAS COMPRESSOR "C" SEAL GAS SUPPLY FILTER DP TRANSMITTER LOW SIDE | no data | FUEL GAS COMPRESSOR "C" | no data | no data | FGS | no data | OPEN | no data | no data | no data | no data
02-nodata | GAS COMPRESSOR "C" SEAL GAS SUPPLY FILTER DP TRANSMITTER LOW SIDE | no data | FUEL GAS COMPRESSOR "C" | no data | no data | FGS | no data | OPEN | no data | no data | no data | no data
01-nodata | GAS COMPRESSOR "C" SEAL VENT PRESSURE TRANSMITTER ISOLATION | no data | FUEL GAS COMPRESSOR "C" | no data | no data | FGS | no data | OPEN | no data | no data | no data | no data
02-nodata | GAS COMPRESSOR "C" SEAL VENT PRESSURE TRANSMITTER ISOLATION | no data | FUEL GAS COMPRESSOR "C" | no data | no data | FGS | no data | OPEN | no data | no data | no data | no data
00-VFGS800A | NITROGEN GENERATOR"A" INLET | no data | NITROGEN GENERATOR | no data | no data | FGS | no data | OPEN | no data | no data | no data | no data
00-FCV-FGS800A | NITROGEN GENERATOR"A" OUTLET FLOW CONTROL VALVE | no data | NITROGEN GENERATOR | no data | no data | FGS | no data | THROTTLED | no data | no data | no data | no data
00-VFGS801A | NITROGEN GENERATOR"A" OUTLET BLOCK VALVE | no data | NITROGEN GENERATOR | no data | no data | FGS | no data | OPEN | no data | no data | no data | no data
00-VFGS800B | NITROGEN GENERATOR"B" INLET | no data | NITROGEN GENERATOR | no data | no data | FGS | no data | OPEN | no data | no data | no data | no data
00-FCV-FGS-800B | NITROGEN GENERATOR"B" OUTLET FLOW CONTROL VALVE | no data | NITROGEN GENERATOR | no data | no data | FGS | no data | THROTTLED | no data | no data | no data | no data
00-VFGS801B | NITROGEN GENERATOR"B" OUTLET BLOCK VALVE | no data | NITROGEN GENERATOR | no data | no data | FGS | no data | OPEN | no data | no data | no data | no data
02MBP02AA922 | UPPER ISOLTION FOR VESSEL LEVEL TRANSMITTER | no data | UNIT 2 GT HEADER | no data | no data | FGS | no data | OPEN | no data | no data | no data | no data
02MBP02AA924 | LOWER ISOLTION FOR VESSEL LEVEL TRANSMITTER | no data | UNIT 2 GT HEADER | no data | no data | FGS | no data | OPEN | no data | no data | no data | no data
02MBP02AA820 | UPPER TRANSMITTER ISOLATION 02MBP01CL121 | no data | UNIT 2 GT HEADER | no data | no data | FGS | no data | OPEN | no data | no data | no data | no data
02MBP02AA821 | LOWER TRANSMITTER ISOLATION 02MBP01CL121 | no data | UNIT 2 GT HEADER | no data | no data | FGS | no data | OPEN | no data | no data | no data | no data
02MBP02AA822 | UPPER TRANSMITTER ISOLATION 02MBP01CL122 | no data | UNIT 2 GT HEADER | no data | no data | FGS | no data | OPEN | no data | no data | no data | no data
02MBP02AA823 | LOWER TRANSMITTER ISOLATION 02MBP01CL122 | no data | UNIT 2 GT HEADER | no data | no data | FGS | no data | OPEN | no data | no data | no data | no data
02MBP02AA932 | UPPER ISOLTION FOR VESSEL LEVEL TRANSMITTER | no data | UNIT 2 GT HEADER | no data | no data | FGS | no data | OPEN | no data | no data | no data | no data
02MBP02AA934 | LOWER ISOLTION FOR VESSEL LEVEL TRANSMITTER | no data | UNIT 2 GT HEADER | no data | no data | FGS | no data | OPEN | no data | no data | no data | no data
02MBP02AA830 | UPPER TRANSMITTER ISOLATION 02MBP01CL131 | no data | UNIT 2 GT HEADER | no data | no data | FGS | no data | OPEN | no data | no data | no data | no data
02MBP02AA831 | LOWER TRANSMITTER ISOLATION 02MBP01CL131 | no data | UNIT 2 GT HEADER | no data | no data | FGS | no data | OPEN | no data | no data | no data | no data
02MBP02AA832 | UPPER TRANSMITTER ISOLATION 02MBPCL132 | no data | UNIT 2 GT HEADER | no data | no data | FGS | no data | OPEN | no data | no data | no data | no data
02MBP02AA833 | LOWER TRANSMITTER ISOLATION 02MBPCL132 | no data | UNIT 2 GT HEADER | no data | no data | FGS | no data | OPEN | no data | no data | no data | no data
02MBP03AA902 | UNIT 2 PILOT "A" RING DRAIN | no data | UNIT 2 GT HEADER | no data | no data | FGS | no data | CLOSED | no data | no data | no data | no data
00-VFGS-YV-905 | DRAIN VALVE FOR YV-905 | no data | FG SUPPLY TO DUCT BURNERS/BUILDING HEATERS | no data | no data | FGS | no data | CLOSED | no data | no data | no data | no data
00-VFGS906 | AUX BOILER HEADER DRAIN BEFORE CONTROL VLV | no data | FG SUPPLY TO DUCT BURNERS/BUILDING HEATERS | no data | no data | FGS | no data | CLOSED | no data | no data | no data | no data
00-VFGS908 | PRESSURE TRANSMITER ISOLATION INNERSTAGE | no data | FG SUPPLY TO DUCT BURNERS/BUILDING HEATERS | no data | no data | FGS | no data | OPEN | no data | no data | no data | no data
00-VFGS909 | PRESSURE TRANSMITER ISOLATION INNERSTAGE | no data | FG SUPPLY TO DUCT BURNERS/BUILDING HEATERS | no data | no data | FGS | no data | OPEN | no data | no data | no data | no data
00-VFGS915 | AUX BOILER INNERSTAGE PRESSURE REGULATION VENT | no data | FG SUPPLY TO DUCT BURNERS/BUILDING HEATERS | no data | no data | FGS | no data | CLOSED | no data | no data | no data | no data
00-VFGS911 | PRESSURE TRANSMITER ISOLATION AFTER REGULATION VALVE | no data | FG SUPPLY TO DUCT BURNERS/BUILDING HEATERS | no data | no data | FGS | no data | OPEN | no data | no data | no data | no data
00-VFGS914 | PRESSURE TRANSMITER ISOLATION AFTER REGULATION VALVE | no data | FG SUPPLY TO DUCT BURNERS/BUILDING HEATERS | no data | no data | FGS | no data | OPEN | no data | no data | no data | no data
00-VFGS917 | SUPPLY PRESSURE TRANSMITTER BUILDING HEAT | no data | FG SUPPLY TO DUCT BURNERS/BUILDING HEATERS | no data | no data | FGS | no data | OPEN | no data | no data | no data | no data
00-VFGS913 | SUPPLY PRESSURE TRANSMITTER BUILDING HEAT | no data | FG SUPPLY TO DUCT BURNERS/BUILDING HEATERS | no data | no data | FGS | no data | OPEN | no data | no data | no data | no data
00-VFGS904 | ORDERIZER RAW GAS SUPPLY ISOLATION TO ODORIZER PANEL | no data | FG SUPPLY TO DUCT BURNERS/BUILDING HEATERS | no data | no data | FGS | no data | OPEN | no data | no data | no data | no data
00-VFGSXXX | ORDERIZER ORDERANT SUPPLY ISOLATION | no data | FG SUPPLY TO DUCT BURNERS/BUILDING HEATERS | no data | no data | FGS | no data | OPEN | no data | no data | no data | no data
00-VFGSXXX | ORDERISER PANEL ORDERIZED GAS OUTLET | no data | FG SUPPLY TO DUCT BURNERS/BUILDING HEATERS | no data | no data | FGS | no data | OPEN | no data | no data | no data | no data
00-VFGSXXX | ORDERIZER INJECTION POINT ISOLATION | no data | FG SUPPLY TO DUCT BURNERS/BUILDING HEATERS | no data | no data | FGS | no data | OPEN | no data | no data | no data | no data
00-VFGS912 | ORDERIZED GAS TO AUX BOILER BUILDING DRAIN BEFORE REGULATING VALVE | no data | FG SUPPLY TO DUCT BURNERS/BUILDING HEATERS | no data | no data | FGS | no data | CLOSED | no data | no data | no data | no data
00-VFGS920 | ORDERIZED GAS TO AUX BOILER BUILDING DRAIN INNERSTAGE REGULATING VALVE | no data | FG SUPPLY TO DUCT BURNERS/BUILDING HEATERS | no data | no data | FGS | no data | CLOSED | no data | no data | no data | no data
01-VFGS244 | UNIT 1 TURBINE BUILDING GAS ISOLATION | no data | FG SUPPLY TO DUCT BURNERS/BUILDING HEATERS | no data | no data | FGS | no data | OPEN | no data | no data | no data | no data
02-VFGS241 | UNIT 2 TURBINE BUILDING GAS ISOLATION | no data | FG SUPPLY TO DUCT BURNERS/BUILDING HEATERS | no data | no data | FGS | no data | OPEN | no data | no data | no data | no data
01-VFGS941 | UNIT 1 TURBINE BUILING SUPPLY INTERSTAGE REGULATION VALVE VENT | no data | FG SUPPLY TO DUCT BURNERS/BUILDING HEATERS | no data | no data | FGS | no data | CLOSED | no data | no data | no data | no data
01-VFGS946 | UNIT 1 TURBINE BUILING HEAT REGULATION VALVE ISOLATION PCV-946 | no data | FG SUPPLY TO DUCT BURNERS/BUILDING HEATERS | no data | no data | FGS | no data | OPEN | no data | no data | no data | no data
01-VFGS950 | UNIT 1 TURBINE BUILING HEAT REGULATION VALVE ISOLATION PCV-950 | no data | FG SUPPLY TO DUCT BURNERS/BUILDING HEATERS | no data | no data | FGS | no data | OPEN | no data | no data | no data | no data
02-VFGS941 | UNIT 2 TURBINE BUILING SUPPLY INTERSTAGE REGULATION VALVE VENT | no data | FG SUPPLY TO DUCT BURNERS/BUILDING HEATERS | no data | no data | FGS | no data | CLOSED | no data | no data | no data | no data
02-VFGS946 | UNIT 2 TURBINE BUILING HEAT REGULATION VALVE ISOLATION PCV-946 | no data | FG SUPPLY TO DUCT BURNERS/BUILDING HEATERS | no data | no data | FGS | no data | OPEN | no data | no data | no data | no data
02-VFGS950 | UNIT 2 TURBINE BUILING HEAT REGULATION VALVE ISOLATION PCV-950 | no data | FG SUPPLY TO DUCT BURNERS/BUILDING HEATERS | no data | no data | FGS | no data | OPEN | no data | no data | no data | no data
01-VFGS-YV-922 | DRAIN ON STOP VALVE YV-922 | no data | UNIT 1 DUCT BURNER | no data | no data | FGS | no data | CLOSED | no data | no data | no data | no data
01-VFGS923 | UNIT 1 DUCT BURNER DRAIN BEFORE PRESSURE CONTROL VALVE | no data | UNIT 1 DUCT BURNER | no data | no data | FGS | no data | CLOSED | no data | no data | no data | no data
01-VFGS925 | UNIT 1 DUCT BURNER INNERSTAGE PRESSURE TRANSMITTER ISOLATION | no data | UNIT 1 DUCT BURNER | no data | no data | FGS | no data | OPEN | no data | no data | no data | no data
01-VFGS926 | UNIT 1 DUCT BURNER INNERSTAGE PRESSURE TRANSMITTER ISOLATION | no data | UNIT 1 DUCT BURNER | no data | no data | FGS | no data | OPEN | no data | no data | no data | no data
01-VFGS928 | UNIT 1 DUCT BURNER PRESSURE TRANSMITTER ISOLATION AFTER REGULATION | no data | UNIT 1 DUCT BURNER | no data | no data | FGS | no data | OPEN | no data | no data | no data | no data
01-VFGS929 | UNIT 1 DUCT BURNER PRESSURE TRANSMITTER ISOLATION AFTER REGULATION | no data | UNIT 1 DUCT BURNER | no data | no data | FGS | no data | OPEN | no data | no data | no data | no data
01-V-BUR800 | DUCT BURNER ISOLATION | no data | UNIT 1 DUCT BURNER | no data | no data | FGS | no data | OPEN | no data | no data | no data | no data
01-V-BUR803 | GAS FLOW INDICATING TRANSMITTER ISOLATION | no data | UNIT 1 DUCT BURNER | no data | no data | FGS | no data | OPEN | no data | no data | no data | no data
01-V-BUR804 | GAS FLOW INDICATING TRANSMITTER ISOLATION | no data | UNIT 1 DUCT BURNER | no data | no data | FGS | no data | OPEN | no data | no data | no data | no data
01-V-BUR810 | PURGE ISOLATION | no data | UNIT 1 DUCT BURNER | no data | no data | FGS | no data | CLOSED | no data | no data | no data | no data
01-V-BUR811 | PRESSURE INDCATING TRANSMITTER | no data | UNIT 1 DUCT BURNER | no data | no data | FGS | no data | OPEN | no data | no data | no data | no data
01-V-BUR812 | PRESSURE INDCATING TRANSMITTER | no data | UNIT 1 DUCT BURNER | no data | no data | FGS | no data | OPEN | no data | no data | no data | no data
01-V-BUR820 | PRESSURE INDICATION TRANSMITTER AFTER STOP VALVE | no data | UNIT 1 DUCT BURNER | no data | no data | FGS | no data | OPEN | no data | no data | no data | no data
01-V-BUR845 | DRAIN AFTER STOP VALVE | no data | UNIT 1 DUCT BURNER | no data | no data | FGS | no data | CLOSED | no data | no data | no data | no data
01-V-BUR827 | DP TRANSMITTER HIGH SIDE STOP VALVE | no data | UNIT 1 DUCT BURNER | no data | no data | FGS | no data | OPEN | no data | no data | no data | no data
01-V-BUR828 | DP TRANSMITTER LOW SIDE STOP VALVE | no data | UNIT 1 DUCT BURNER | no data | no data | FGS | no data | OPEN | no data | no data | no data | no data
01-V-BUR846 | DUCT BURNER HEADER DRAIN | no data | UNIT 1 DUCT BURNER | no data | no data | FGS | no data | CLOSED | no data | no data | no data | no data
01-V-BUR835 | PRESSURE AFTER CONTROL VALVE TRANSMITTER | no data | UNIT 1 DUCT BURNER | no data | no data | FGS | no data | OPEN | no data | no data | no data | no data
01-V-BUR836 | PRESSURE AFTER CONTROL VALVE TRANSMITTER | no data | UNIT 1 DUCT BURNER | no data | no data | FGS | no data | OPEN | no data | no data | no data | no data
01-FG-V-0942 | DRAIN AFTER FLOW CONTROL VALVE | no data | UNIT 1 DUCT BURNER | no data | no data | FGS | no data | CLOSED | no data | no data | no data | no data
01-V-BUR860 | PILOT GAS SUPPLY ISOLATION | no data | UNIT 1 DUCT BURNER | no data | no data | FGS | no data | OPEN | no data | no data | no data | no data
01-V-BUR866 | PILOT GAS PRESSURE TRANSMITTER ISOLATION | no data | UNIT 1 DUCT BURNER | no data | no data | FGS | no data | OPEN | no data | no data | no data | no data
01-V-BUR886 | PILIOT HEADER DRAIN BETWEEN PRIMARY STOP VALVES | no data | UNIT 1 DUCT BURNER | no data | no data | FGS | no data | CLOSED | no data | no data | no data | no data
01-V-BUR870 | PILOT HEADER STOP VALVE PRESSURE DP HIGH SIDE | no data | UNIT 1 DUCT BURNER | no data | no data | FGS | no data | OPEN | no data | no data | no data | no data
01-V-BUR871 | PILOT HEADER STOP VALVE PRESSURE DP LOW SIDE | no data | UNIT 1 DUCT BURNER | no data | no data | FGS | no data | OPEN | no data | no data | no data | no data
01-V-BUR887 | PILOT HEADER DRAIN BETWEEN STOP VALVES SECONDARY | no data | UNIT 1 DUCT BURNER | no data | no data | FGS | no data | CLOSED | no data | no data | no data | no data
01-FG-V-0943 | PILOT HEADER DRAIN AFTER LAST STOP VALVE | no data | UNIT 1 DUCT BURNER | no data | no data | FGS | no data | CLOSED | no data | no data | no data | no data
01-V-BUR955 | FLAME SCANNER BLOWER DISCHARGE PRESSURE TRANSMITTER | no data | UNIT 1 DUCT BURNER | no data | no data | FGS | no data | OPEN | no data | no data | no data | no data
01-V-BUR956 | FLAME SCANNER BLOWER DISCHARGE PRESSURE TRANSMITTER | no data | UNIT 1 DUCT BURNER | no data | no data | FGS | no data | OPEN | no data | no data | no data | no data
01-V-BURXXX | FLAME SCANNER BLOWER DISCHARGE DRAIN VALVE | no data | UNIT 1 DUCT BURNER | no data | no data | FGS | no data | CLOSED | no data | no data | no data | no data
02-VFGS-YV-922 | DRAIN ON STOP VALVE YV-922 | no data | UNIT 2 DUCT BURNER | no data | no data | FGS | no data | CLOSED | no data | no data | no data | no data
02-VFGS923 | UNIT 2 DUCT BURNER DRAIN BEFORE PRESSURE CONTROL VALVE | no data | UNIT 2 DUCT BURNER | no data | no data | FGS | no data | CLOSED | no data | no data | no data | no data
02-VFGS932 | UNIT 2 DUCT BURNER INTERSTAGE VENT | no data | UNIT 2 DUCT BURNER | no data | no data | FGS | no data | CLOSED | no data | no data | no data | no data
02-VFGS925 | UNIT 2 DUCT BURNER INNERSTAGE PRESSURE TRANSMITTER ISOLATION | no data | UNIT 2 DUCT BURNER | no data | no data | FGS | no data | OPEN | no data | no data | no data | no data
02-VFGS926 | UNIT 2 DUCT BURNER INNERSTAGE PRESSURE TRANSMITTER ISOLATION | no data | UNIT 2 DUCT BURNER | no data | no data | FGS | no data | OPEN | no data | no data | no data | no data
02-VFGS928 | UNIT 2 DUCT BURNER PRESSURE TRANSMITTER ISOLATION AFTER REGULATION | no data | UNIT 2 DUCT BURNER | no data | no data | FGS | no data | OPEN | no data | no data | no data | no data
02-VFGS929 | UNIT 2 DUCT BURNER PRESSURE TRANSMITTER ISOLATION AFTER REGULATION | no data | UNIT 2 DUCT BURNER | no data | no data | FGS | no data | OPEN | no data | no data | no data | no data
02-V-BUR800 | DUCT BURNER ISOLATION | no data | UNIT 2 DUCT BURNER | no data | no data | FGS | no data | OPEN | no data | no data | no data | no data
02-V-BUR803 | GAS FLOW INDICATING TRANSMITTER ISOLATION | no data | UNIT 2 DUCT BURNER | no data | no data | FGS | no data | OPEN | no data | no data | no data | no data
02-V-BUR804 | GAS FLOW INDICATING TRANSMITTER ISOLATION | no data | UNIT 2 DUCT BURNER | no data | no data | FGS | no data | OPEN | no data | no data | no data | no data
02-V-BUR810 | PURGE ISOLATION | no data | UNIT 2 DUCT BURNER | no data | no data | FGS | no data | CLOSED | no data | no data | no data | no data
02-V-BUR811 | PRESSURE INDCATING TRANSMITTER | no data | UNIT 2 DUCT BURNER | no data | no data | FGS | no data | OPEN | no data | no data | no data | no data
02-V-BUR812 | PRESSURE INDCATING TRANSMITTER | no data | UNIT 2 DUCT BURNER | no data | no data | FGS | no data | OPEN | no data | no data | no data | no data
02-V-BUR820 | PRESSURE INDICATION TRANSMITTER AFTER STOP VALVE | no data | UNIT 2 DUCT BURNER | no data | no data | FGS | no data | OPEN | no data | no data | no data | no data
02-V-BUR845 | DRAIN AFTER STOP VALVE | no data | UNIT 2 DUCT BURNER | no data | no data | FGS | no data | CLOSED | no data | no data | no data | no data
02-V-BUR827 | DP TRANSMITTER HIGH SIDE STOP VALVE | no data | UNIT 2 DUCT BURNER | no data | no data | FGS | no data | OPEN | no data | no data | no data | no data
02-V-BUR828 | DP TRANSMITTER LOW SIDE STOP VALVE | no data | UNIT 2 DUCT BURNER | no data | no data | FGS | no data | OPEN | no data | no data | no data | no data
02-V-BUR846 | DUCT BURNER HEADER DRAIN | no data | UNIT 2 DUCT BURNER | no data | no data | FGS | no data | CLOSED | no data | no data | no data | no data
02-V-BUR835 | PRESSURE AFTER CONTROL VALVE TRANSMITTER | no data | UNIT 2 DUCT BURNER | no data | no data | FGS | no data | OPEN | no data | no data | no data | no data
02-V-BUR836 | PRESSURE AFTER CONTROL VALVE TRANSMITTER | no data | UNIT 2 DUCT BURNER | no data | no data | FGS | no data | OPEN | no data | no data | no data | no data
02-FG-V-0942 | DRAIN AFTER FLOW CONTROL VALVE | no data | UNIT 2 DUCT BURNER | no data | no data | FGS | no data | CLOSED | no data | no data | no data | no data
02-V-BUR860 | PILOT GAS SUPPLY ISOLATION | no data | UNIT 2 DUCT BURNER | no data | no data | FGS | no data | OPEN | no data | no data | no data | no data
02-V-BUR866 | PILOT GAS PRESSURE TRANSMITTER ISOLATION | no data | UNIT 2 DUCT BURNER | no data | no data | FGS | no data | OPEN | no data | no data | no data | no data
02-V-BUR886 | PILIOT HEADER DRAIN BETWEEN PRIMARY STOP VALVES | no data | UNIT 2 DUCT BURNER | no data | no data | FGS | no data | CLOSED | no data | no data | no data | no data
02-V-BUR870 | PILOT HEADER STOP VALVE PRESSURE DP HIGH SIDE | no data | UNIT 2 DUCT BURNER | no data | no data | FGS | no data | OPEN | no data | no data | no data | no data
02-V-BUR871 | PILOT HEADER STOP VALVE PRESSURE DP LOW SIDE | no data | UNIT 2 DUCT BURNER | no data | no data | FGS | no data | OPEN | no data | no data | no data | no data
02-V-BUR887 | PILOT HEADER DRAIN BETWEEN STOP VALVES SECONDARY | no data | UNIT 2 DUCT BURNER | no data | no data | FGS | no data | CLOSED | no data | no data | no data | no data
02-FG-V-0943 | PILOT HEADER DRAIN AFTER LAST STOP VALVE | no data | UNIT 2 DUCT BURNER | no data | no data | FGS | no data | CLOSED | no data | no data | no data | no data
02-V-BUR955 | FLAME SCANNER BLOWER DISCHARGE PRESSURE TRANSMITTER | no data | UNIT 2 DUCT BURNER | no data | no data | FGS | no data | OPEN | no data | no data | no data | no data
02-V-BUR956 | FLAME SCANNER BLOWER DISCHARGE PRESSURE TRANSMITTER | no data | UNIT 2 DUCT BURNER | no data | no data | FGS | no data | OPEN | no data | no data | no data | no data
02-V-BURXXX | FLAME SCANNER BLOWER DISCHARGE DRAIN VALVE | no data | UNIT 2 DUCT BURNER | no data | no data | FGS | no data | CLOSED | no data | no data | no data | no data

## OLD LOTO
Rec ID | Description | ID | Location | Equipment | Extra Info | Type | System | P&ID | Iso Pos | Normal Pos | Fluid | Size
425.0 | 01-HTT-HPL-1111 Brker 1/3 CB 01 | Brker13CB01 | UNIT 1 ECA COMP AREA | no data | no data | Breaker | no data | no data | OPEN | CLOSED | no data | no data
487.0 | AUX STEAM TO ELECTRIC SUPERHEATER RELIEF VALVE | 01-PSV-AXS311 | U1 STG BLDG LOWER | no data | no data |  | no data | no data | CLOSED | CLOSED | no data | no data
538.0 | HPS FINAL ATTEMP CONTROL VALVE HP FEEDWATER | 01-TCV-BFW706 | PIPE RACK | no data | no data |  | no data | no data | CLOSED | OPEN | no data | no data
540.0 | HRH FINAL ATTEMP CONTROL VALVE IP FEEDWATER | 01-TCV-BFW736 | PIPE RACK 2ND LEVEL SOUTH SIDE | no data | no data |  | no data | no data | CLOSED | OPEN | no data | no data
756.0 | MPX01AA014 Fullers Earth Filter ISO | MPX01AA014 | Control Oil Skid | no data | no data |  | no data | no data | CLOSED | OPEN | no data | no data
971.0 | To Gas performance heater MOV bypass | 01-VBFW563 | one level under LP Drum | FGPH | no data | no data | BFW IP | no data | OPEN | CLOSED | no data | no data
972.0 | To Gas performance heater MOV bypass | 01-VBFW565 | one level under LP Drum | FGPH | no data | no data | BFW IP | no data | OPEN | CLOSED | no data | no data
1997.0 | AUX STEAM TO ELECTRIC SUPERHEATER RELIEF VALVE | 02-PSV-AXS311 | U2 STG BLDG LOWER | no data | no data |  | no data | no data | CLOSED | OPEN | no data | no data
2049.0 | HPS FINAL ATTEMP CONTROL VALVE HP FEEDWATER | 02-TCV-BFW706 | PIPE RACK | no data | no data |  | no data | no data | CLOSED | OPEN | no data | no data
2051.0 | HRH FINAL ATTEMP CONTROL VALVE IP FEEDWATER | 02-TCV-BFW736 | PIPE RACK 2ND LEVEL SOUTH SIDE | no data | no data |  | no data | no data | CLOSED | OPEN | no data | no data
2071.0 | AUXBOILER CROSS TIE VENT FOR UNIT 1 USERS | 02-VAXS108 | AUX BOILER BUILDING CROSS-TIE VENT | no data | no data |  | no data | no data | OPEN | CLOSED | no data | no data
2074.0 | Steam trap iso | 02-VAXS112 | HRSG lower West | no data | no data | no data | AXS | no data | CLOSED | OPEN | no data | no data
2076.0 | Steam trap iso | 02-VAXS115 | HRSG lower West | no data | no data | no data | AXS | no data | CLOSED | OPEN | no data | no data
2077.0 | Steam Trap strainer drain | 02-VAXS116 | HRSG lower West | no data | no data | no data | AXS | no data | OPEN | CLOSED | no data | no data
2089.0 | Steam Trap bypass | 02-VAXS129 | HRSG lower West | no data | no data | no data | AXS | no data | CLOSED | CLOSED | no data | no data
2104.0 | Drain before steam trap | 02-VAXS155 | HRSG lower West | no data | no data | no data | AXS | no data | OPEN | CLOSED | no data | no data
2482.0 | To Gas performance heater MOV bypass | 02-VBFW563 | one level under LP Drum | FGPH | no data | no data | BFW IP | no data | OPEN | CLOSED | no data | no data
2483.0 | To Gas performance heater MOV bypass | 02-VBFW565 | one level under LP Drum | FGPH | no data | no data | BFW IP | no data | OPEN | CLOSED | no data | no data
3046.0 | U2 WATER WASH SUMP INLET ISOLATION | 02-VCTP100 | U2 WATER WASH TANK PAD | no data | no data |  | no data | no data | CLOSED | CLOSED | no data | no data
3492.0 | RO "A" SERVICE WATER SUPPLY TO BAG FILTER | 00-VDWT716 | WATER TREATMENT BUILDING | no data | no data |  | no data | no data | CLOSED | OPEN | no data | no data
3493.0 | RO "B" 1ST STAGE PUMP OUTLET BLOCK VALVE | 00-VDWT723 | WATER TREATMENT BUILDING | no data | no data |  | no data | no data | CLOSED | OPEN | no data | no data
3494.0 | RO "B" 1ST STAGE PERMEATE OUTLET ISOLATION VALVE | 00-VDWT727 | WATER TREATMENT BUILDING | no data | no data |  | no data | no data | CLOSED | OPEN | no data | no data
3495.0 | RO "B" 1ST STAGE CONCENTRATE OUTLET ISOLATION VALVE | 00-VDWT725 | WATER TREATMENT BUILDING | no data | no data |  | no data | no data | CLOSED | OPEN | no data | no data
3496.0 | RO "B" 1ST STAGE CIP INLET ISOLATION VALVE | 00-VDWT729 | WATER TREATMENT BUILDING | no data | no data |  | no data | no data | CLOSED | CLOSED | no data | no data
3497.0 | RO "B" 1ST STAGE INTERSTAGE CIP SUPPLY/REJECT ISOLATION VALVE | 00-VDWT730 | WATER TREATMENT BUILDING | no data | no data |  | no data | no data | CLOSED | OPEN | no data | no data
3498.0 | RO "B" 1ST STAGE CIP PERMEATE RETURN ISOLATION VALVE | 00-VDWT728 | WATER TREATMENT BUILDING | no data | no data |  | no data | no data | CLOSED | OPEN | no data | no data
3499.0 | RO "B" 1ST STAGE CIP CONCENTRATE RETURN ISOLATION VALVE | 00-VDWT726 | WATER TREATMENT BUILDING | no data | no data |  | no data | no data | CLOSED | CLOSED | no data | no data
3500.0 | RO "B" 2ND STAGE PH RECIRC ISOLATION VALVE | 00-VDWT750 | WATER TREATMENT BUILDING | no data | no data |  | no data | no data | CLOSED | OPEN | no data | no data
3501.0 | RO "B" 2ND STAGE PUMP DISCHARGE ISOLATION VALVE | 00-VDWT751 | WATER TREATMENT BUILDING | no data | no data |  | no data | no data | CLOSED | OPEN | no data | no data
3502.0 | RO "B" 2ND STAGE CONCENTRATE OUTLET FLOW ISOLATION VALVE | 00-VDWT752 | WATER TREATMENT BUILDING | no data | no data |  | no data | no data | CLOSED | OPEN | no data | no data
3503.0 | RO "A" SERVICE WATER SUPPLY TO BAG FILTER | 00-VDWT774 | WATER TREATMENT BUILDING | no data | no data |  | no data | no data | CLOSED | OPEN | no data | no data
3504.0 | RO "A" 1ST STAGE PUMP OUTLET BLOCK VALVE | 00-VDWT781 | WATER TREATMENT BUILDING | no data | no data |  | no data | no data | CLOSED | OPEN | no data | no data
3505.0 | RO "A" 1ST STAGE PERMEATE OUTLET ISOLATION VALVE | 00-VDWT786 | WATER TREATMENT BUILDING | no data | no data |  | no data | no data | CLOSED | OPEN | no data | no data
3506.0 | RO "A" 1ST STAGE CONCENTRATE OUTLET ISOLATION VALVE | 00-VDWT783 | WATER TREATMENT BUILDING | no data | no data |  | no data | no data | CLOSED | OPEN | no data | no data
3507.0 | RO "A" 1ST STAGE CIP INLET ISOLATION VALVE | 00-VDWT787 | WATER TREATMENT BUILDING | no data | no data |  | no data | no data | CLOSED | CLOSED | no data | no data
3508.0 | RO "A" 1ST STAGE INTERSTAGE CIP SUPPLY/REJECT ISOLATION VALVE | 00-VDWT788 | WATER TREATMENT BUILDING | no data | no data |  | no data | no data | CLOSED | CLOSED | no data | no data
3509.0 | RO "A" 1ST STAGE CIP PERMEATE RETURN ISOLATION VALVE | 00-VDWT786 | WATER TREATMENT BUILDING | no data | no data |  | no data | no data | CLOSED | CLOSED | no data | no data
3510.0 | RO "A" 1ST STAGE CIP CONCENTRATE RETURN ISOLATION VALVE | 00-VDWT784 | WATER TREATMENT BUILDING | no data | no data |  | no data | no data | CLOSED | CLOSED | no data | no data
3511.0 | RO "A" 2ND STAGE PH RECIRC ISOLATION VALVE | 00-VDWT808 | WATER TREATMENT BUILDING | no data | no data |  | no data | no data | CLOSED | OPEN | no data | no data
3512.0 | RO "A" 2ND STAGE PUMP DISCHARGE ISOLATION VALVE | 00-VDWT809 | WATER TREATMENT BUILDING | no data | no data |  | no data | no data | CLOSED | OPEN | no data | no data
3513.0 | RO "A" 2ND STAGE CONCENTRATE OUTLET FLOW ISOLATION VALVE | 00-VDWT810 | WATER TREATMENT BUILDING | no data | no data |  | no data | no data | CLOSED | OPEN | no data | no data
3514.0 | Sodium Bisulfite TANK ISOLATION VALVE | 00-VDWT821 | WATER TREATMENT BUILDING | no data | no data |  | no data | no data | CLOSED | OPEN | no data | no data
3515.0 | Sodium Bisulfite PUMP "A" SUCTION ISOLATION VALVE | 00-VDWT823 | WATER TREATMENT BUILDING | no data | no data |  | no data | no data | CLOSED | OPEN | no data | no data
3516.0 | Sodium Bisulfite PUMP "A" SUCTION DRAIN ISOLATION VALVE | 00-VDWT829 | WATER TREATMENT BUILDING | no data | no data |  | no data | no data | OPEN | CLOSED | no data | no data
3517.0 | Sodium Bisulfite PUMP "A" DISCHARGE ISOLATION VALVE | 00-VDWT832 | WATER TREATMENT BUILDING | no data | no data |  | no data | no data | CLOSED | OPEN | no data | no data
3518.0 | Sodium Bisulfite PUMP "A" DISCHARGE DRAIN ISOLATION VALVE | 00-VDWT828 | WATER TREATMENT BUILDING | no data | no data |  | no data | no data | OPEN | CLOSED | no data | no data
3519.0 | Sodium Bisulfite PUMP "B" SUCTION ISOLATION VALVE | 00-VDWT824 | WATER TREATMENT BUILDING | no data | no data |  | no data | no data | CLOSED | OPEN | no data | no data
3520.0 | Sodium Bisulfite PUMP "B" SUCTION DRAIN ISOLATION VALVE | 00-VDWT827 | WATER TREATMENT BUILDING | no data | no data |  | no data | no data | OPEN | CLOSED | no data | no data
3521.0 | Sodium Bisulfite PUMP "B" DISCHARGE ISOLATION VALVE | 00-VDWT833 | WATER TREATMENT BUILDING | no data | no data |  | no data | no data | CLOSED | OPEN | no data | no data
3522.0 | Sodium Bisulfite PUMP "B" DISCHARGE DRAIN ISOLATION VALVE | 00-VDWT826 | WATER TREATMENT BUILDING | no data | no data |  | no data | no data | OPEN | CLOSED | no data | no data
3523.0 | Sodium Bisulfite DRAWDOWN TUBE ISOLATION | 00-VDWT822 | WATER TREATMENT BUILDING | no data | no data |  | no data | no data | CLOSED | CLOSED | no data | no data
3524.0 | Sodium Bisulfite HEADER SUPPLY ISOLATION | 00-VDWT825 | WATER TREATMENT BUILDING | no data | no data |  | no data | no data | CLOSED | OPEN | no data | no data
3525.0 | Sodium Bisulfite HEADER DRAIN VALVE | 00-VDWT831 | WATER TREATMENT BUILDING | no data | no data |  | no data | no data | CLOSED | OPEN | no data | no data
3526.0 | ANTI-SCALANT TANK ISOLATION VALVE | 00-VDWT840 | WATER TREATMENT BUILDING | no data | no data |  | no data | no data | CLOSED | OPEN | no data | no data
3527.0 | ANTI-SCALANT PUMP "A" SUCTION ISOLATION VALVE | 00-VDWT842 | WATER TREATMENT BUILDING | no data | no data |  | no data | no data | CLOSED | OPEN | no data | no data
3528.0 | ANTI-SCALANT PUMP "A" SUCTION DRAIN ISOLATION VALVE | 00-VDWT848 | WATER TREATMENT BUILDING | no data | no data |  | no data | no data | OPEN | CLOSED | no data | no data
3529.0 | ANTI-SCALANT PUMP "A" DISCHARGE ISOLATION VALVE | 00-VDWT851 | WATER TREATMENT BUILDING | no data | no data |  | no data | no data | CLOSED | OPEN | no data | no data
3530.0 | ANTI-SCALANT PUMP "A" DISCHARGE DRAIN ISOLATION VALVE | 00-VDWT847 | WATER TREATMENT BUILDING | no data | no data |  | no data | no data | OPEN | CLOSED | no data | no data
3531.0 | ANTI-SCALANT PUMP "B" SUCTION ISOLATION VALVE | 00-VDWT843 | WATER TREATMENT BUILDING | no data | no data |  | no data | no data | CLOSED | OPEN | no data | no data
3532.0 | ANTI-SCALANT PUMP "B" SUCTION DRAIN ISOLATION VALVE | 00-VDWT846 | WATER TREATMENT BUILDING | no data | no data |  | no data | no data | OPEN | CLOSED | no data | no data
3533.0 | ANTI-SCALANT PUMP "B" DISCHARGE ISOLATION VALVE | 00-VDWT852 | WATER TREATMENT BUILDING | no data | no data |  | no data | no data | CLOSED | OPEN | no data | no data
3534.0 | ANTI-SCALANT PUMP "B" DISCHARGE DRAIN ISOLATION VALVE | 00-VDWT845 | WATER TREATMENT BUILDING | no data | no data |  | no data | no data | OPEN | CLOSED | no data | no data
3535.0 | ANTI-SCALANT DRAWDOWN TUBE ISOLATION | 00-VDWT841 | WATER TREATMENT BUILDING | no data | no data |  | no data | no data | CLOSED | CLOSED | no data | no data
3536.0 | ANTI-SCALANT HEADER SUPPLY ISOLATION | 00-VDWT844 | WATER TREATMENT BUILDING | no data | no data |  | no data | no data | CLOSED | OPEN | no data | no data
3537.0 | ANTI-SCALANT HEADER DRAIN VALVE | 00-VDWT850 | WATER TREATMENT BUILDING | no data | no data |  | no data | no data | OPEN | CLOSED | no data | no data
3538.0 | CAUSTIC TANK ISOLATION VALVE | 00-VDWT857 | WATER TREATMENT BUILDING | no data | no data |  | no data | no data | CLOSED | OPEN | no data | no data
3539.0 | CAUSTIC PUMP "A" SUCTION ISOLATION VALVE | 00-VDWT859 | WATER TREATMENT BUILDING | no data | no data |  | no data | no data | CLOSED | OPEN | no data | no data
3540.0 | CAUSTIC PUMP "A" SUCTION DRAIN ISOLATION VALVE | 00-VDWT870 | WATER TREATMENT BUILDING | no data | no data |  | no data | no data | OPEN | CLOSED | no data | no data
3541.0 | CAUSTIC PUMP "A" DISCHARGE ISOLATION VALVE | 00-VDWT860 | WATER TREATMENT BUILDING | no data | no data |  | no data | no data | CLOSED | OPEN | no data | no data
3542.0 | CAUSTIC PUMP "A" DISCHARGE DRAIN ISOLATION VALVE | 00-VDWT871 | WATER TREATMENT BUILDING | no data | no data |  | no data | no data | OPEN | CLOSED | no data | no data
3543.0 | CAUSTIC PUMP "C" SUCTION ISOLATION VALVE | 00-VDWT865 | WATER TREATMENT BUILDING | no data | no data |  | no data | no data | CLOSED | OPEN | no data | no data
3544.0 | CAUSTIC PUMP "C" SUCTION DRAIN ISOLATION VALVE | 00-VDWT874 | WATER TREATMENT BUILDING | no data | no data |  | no data | no data | OPEN | CLOSED | no data | no data
3545.0 | CAUSTIC PUMP "C" DISCHARGE ISOLATION VALVE | 00-VDWT866 | WATER TREATMENT BUILDING | no data | no data |  | no data | no data | CLOSED | OPEN | no data | no data
3546.0 | CAUSTIC PUMP "C" DISCHARGE DRAIN ISOLATION VALVE | 00-VDWT875 | WATER TREATMENT BUILDING | no data | no data |  | no data | no data | OPEN | CLOSED | no data | no data
3547.0 | CAUSTIC DRAWDOWN TUBE ISOLATION | 00-VDWT858 | WATER TREATMENT BUILDING | no data | no data |  | no data | no data | CLOSED | CLOSED | no data | no data
3548.0 | CAUSTIC HEADER SUPPLY ISOLATION TO RO "A" | 00-VDWT863 | WATER TREATMENT BUILDING | no data | no data |  | no data | no data | CLOSED | OPEN | no data | no data
3549.0 | CAUSTIC HEADER DRAIN VALVE TO RO "A" | 00-VDWT877 | WATER TREATMENT BUILDING | no data | no data |  | no data | no data | OPEN | CLOSED | no data | no data
3550.0 | CAUSTIC HEADER SUPPLY ISOLATION TO RO "B" | 00-VDWT867 | WATER TREATMENT BUILDING | no data | no data |  | no data | no data | CLOSED | OPEN | no data | no data
3551.0 | CAUSTIC HEADER DRAIN VALVE TO RO "B" | 00-VDWT878 | WATER TREATMENT BUILDING | no data | no data |  | no data | no data | OPEN | CLOSED | no data | no data
3552.0 | CAUSTIC PUMP "B" SUCTION ISOLATION VALVE | 00-VDWT861 | WATER TREATMENT BUILDING | no data | no data |  | no data | no data | CLOSED | OPEN | no data | no data
3553.0 | CAUSTIC PUMP "B" SUCTION DRAIN ISOLATION VALVE | 00-VDWT872 | WATER TREATMENT BUILDING | no data | no data |  | no data | no data | OPEN | CLOSED | no data | no data
3554.0 | CAUSTIC PUMP "B" DISCHARGE ISOLATION VALVE TO RO "A" | 00-VDWT862 | WATER TREATMENT BUILDING | no data | no data |  | no data | no data | CLOSED | OPEN | no data | no data
3555.0 | CAUSTIC PUMP "B" DISCHARGE ISOLATION VALVE TO RO "B" | 00-VDWT869 | WATER TREATMENT BUILDING | no data | no data |  | no data | no data | CLOSED | OPEN | no data | no data
3556.0 | CAUSTIC PUMP "B" DISCHARGE DRAIN ISOLATION VALVE | 00-VDWT873 | WATER TREATMENT BUILDING | no data | no data |  | no data | no data | OPEN | CLOSED | no data | no data
3557.0 | CIP PUMP SUCTION ISOLATION VALVE | 00-VDWT881 | WATER TREATMENT BUILDING | no data | no data |  | no data | no data | CLOSED | OPEN | no data | no data
3558.0 | CIP PUMP DISCHARGE VALVE | 00-VDWT883 | WATER TREATMENT BUILDING | no data | no data |  | no data | no data | CLOSED | OPEN | no data | no data
3559.0 | CIP RECIRC VALVE | 00-VDWT884 | WATER TREATMENT BUILDING | no data | no data |  | no data | no data | CLOSED | OPEN | no data | no data
3560.0 | CIP HEADER ISOLATION VALVE | 00-VDWT882 | WATER TREATMENT BUILDING | no data | no data |  | no data | no data | CLOSED | OPEN | no data | no data
3561.0 | CIP TANK DRAIN VALVE | 00-VDWT889 | WATER TREATMENT BUILDING | no data | no data |  | no data | no data | OPEN | CLOSED | no data | no data
3562.0 | UNIT 1 CALCITE CONTACTOR DEMIN WATER INLET ISOLATION VALVE | 01-VDWS801 | UNIT 1 TURBINE BUILDING | no data | no data |  | no data | no data | CLOSED | OPEN | no data | no data
3563.0 | UNIT 1 CALCITE CONTACTOR CO2 INJECTION ISOLATION VALVE | 01-VDWS809 | UNIT 1 TURBINE BUILDING | no data | no data |  | no data | no data | CLOSED | OPEN | no data | no data
3564.0 | UNIT 1 CALCITE CONTACTOR VESSEL "A" DEMIN WATER INLET | 01-VDWS810 | UNIT 1 TURBINE BUILDING | no data | no data |  | no data | no data | CLOSED | OPEN | no data | no data
3565.0 | UNIT 1 CALCITE CONTACTOR VESSEL "A" DEMIN WATER OUTLET | 01-VDWS813 | UNIT 1 TURBINE BUILDING | no data | no data |  | no data | no data | CLOSED | OPEN | no data | no data
3566.0 | UNIT 1 CALCITE CONTACTOR VESSEL "A" BACKWASH INLET | 01-VDWS811 | UNIT 1 TURBINE BUILDING | no data | no data |  | no data | no data | CLOSED | OPEN | no data | no data
3567.0 | UNIT 1 CALCITE CONTACTOR VESSEL "A" BACKWASH OUTLET | 01-VDWS812 | UNIT 1 TURBINE BUILDING | no data | no data |  | no data | no data | CLOSED | OPEN | no data | no data
3568.0 | UNIT 1 CALCITE CONTACTOR VESSEL "A" DRAIN | 01-VDWS801 | UNIT 1 TURBINE BUILDING | no data | no data |  | no data | no data | OPEN | CLOSED | no data | no data
3569.0 | UNIT 1 CALCITE CONTACTOR VESSEL "A" VENT | 01-VDWS803 | UNIT 1 TURBINE BUILDING | no data | no data |  | no data | no data | OPEN | CLOSED | no data | no data
3570.0 | UNIT 1 CALCITE CONTACTOR VESSEL "B" DEMIN WATER INLET | 01-VDWS814 | UNIT 1 TURBINE BUILDING | no data | no data |  | no data | no data | CLOSED | OPEN | no data | no data
3571.0 | UNIT 1 CALCITE CONTACTOR VESSEL "B" DEMIN WATER OUTLET | 01-VDWS817 | UNIT 1 TURBINE BUILDING | no data | no data |  | no data | no data | CLOSED | OPEN | no data | no data
3572.0 | UNIT 1 CALCITE CONTACTOR VESSEL "B" BACKWASH INLET | 01-VDWS815 | UNIT 1 TURBINE BUILDING | no data | no data |  | no data | no data | CLOSED | OPEN | no data | no data
3573.0 | UNIT 1 CALCITE CONTACTOR VESSEL "B" BACKWASH OUTLET | 01-VDWS816 | UNIT 1 TURBINE BUILDING | no data | no data |  | no data | no data | CLOSED | OPEN | no data | no data
3574.0 | UNIT 1 CALCITE CONTACTOR VESSEL "B" DRAIN | 01-VDWS802 | UNIT 1 TURBINE BUILDING | no data | no data |  | no data | no data | OPEN | CLOSED | no data | no data
3575.0 | UNIT 1 CALCITE CONTACTOR VESSEL "B" VENT | 01-VDWS804 | UNIT 1 TURBINE BUILDING | no data | no data |  | no data | no data | OPEN | CLOSED | no data | no data
3576.0 | UNIT 1 CALCITE CONTACTOR BACKWASH INLET ISOLATION VALVE | 01-VDWS820 | UNIT 1 TURBINE BUILDING | no data | no data |  | no data | no data | CLOSED | OPEN | no data | no data
3577.0 | UNIT 1 CALCITE CONTACTOR DEMIN WATER OUTLET ISOLATION VALVE | 01-VDWS819 | UNIT 1 TURBINE BUILDING | no data | no data |  | no data | no data | CLOSED | OPEN | no data | no data
3578.0 | UNIT 1 CALCITE CONTACTOR BACKWASH OUTLET ISOLATION VALVE | 01-VDWS818 | UNIT 1 TURBINE BUILDING | no data | no data |  | no data | no data | CLOSED | OPEN | no data | no data
3579.0 | UNIT 2 CALCITE CONTACTOR DEMIN WATER INLET ISOLATION VALVE | 02-VDWS804 | UNIT 2 TURBINE BUILDING | no data | no data |  | no data | no data | CLOSED | OPEN | no data | no data
3580.0 | UNIT 2 CALCITE CONTACTOR CO2 INJECTION ISOLATION VALVE | 02-VDWS805 | UNIT 2 TURBINE BUILDING | no data | no data |  | no data | no data | CLOSED | OPEN | no data | no data
3581.0 | UNIT 2 CALCITE CONTACTOR VESSEL "A" DEMIN WATER INLET | 02-VDWS823 | UNIT 2 TURBINE BUILDING | no data | no data |  | no data | no data | CLOSED | OPEN | no data | no data
3582.0 | UNIT 2 CALCITE CONTACTOR VESSEL "A" DEMIN WATER OUTLET | 02-VDWS818 | UNIT 2 TURBINE BUILDING | no data | no data |  | no data | no data | CLOSED | OPEN | no data | no data
3583.0 | UNIT 2 CALCITE CONTACTOR VESSEL "A" BACKWASH INLET | 02-VDWS824 | UNIT 2 TURBINE BUILDING | no data | no data |  | no data | no data | CLOSED | OPEN | no data | no data
3584.0 | UNIT 2 CALCITE CONTACTOR VESSEL "A" BACKWASH OUTLET | 02-VDWS809 | UNIT 2 TURBINE BUILDING | no data | no data |  | no data | no data | CLOSED | OPEN | no data | no data
3585.0 | UNIT 2 CALCITE CONTACTOR VESSEL "A" DRAIN | 02-VDWS806 | UNIT 2 TURBINE BUILDING | no data | no data |  | no data | no data | OPEN | CLOSED | no data | no data
3586.0 | UNIT 2 CALCITE CONTACTOR VESSEL "A" VENT | 02-VDWS807 | UNIT 2 TURBINE BUILDING | no data | no data |  | no data | no data | OPEN | CLOSED | no data | no data
3587.0 | UNIT 2 CALCITE CONTACTOR BACKWASH INLET ISOLATION VALVE | 02-VDWS822 | UNIT 2 TURBINE BUILDING | no data | no data |  | no data | no data | CLOSED | OPEN | no data | no data
3588.0 | UNIT 2 CALCITE CONTACTOR DEMIN WATER OUTLET ISOLATION VALVE | 02-VDWS811 | UNIT 2 TURBINE BUILDING | no data | no data |  | no data | no data | CLOSED | OPEN | no data | no data
3589.0 | UNIT 2 CALCITE CONTACTOR BACKWASH OUTLET ISOLATION VALVE | 02-VDWS808 | UNIT 2 TURBINE BUILDING | no data | no data |  | no data | no data | CLOSED | OPEN | no data | no data
3590.0 | UNIT 2 CALCITE CONTACTOR VESSEL "B" DEMIN WATER INLET | 02-VDWS803 | UNIT 2 TURBINE BUILDING | no data | no data |  | no data | no data | CLOSED | OPEN | no data | no data
3591.0 | UNIT 2 CALCITE CONTACTOR VESSEL "B" DEMIN WATER OUTLET | 02-VDWS820 | UNIT 2 TURBINE BUILDING | no data | no data |  | no data | no data | CLOSED | OPEN | no data | no data
3592.0 | UNIT 2 CALCITE CONTACTOR VESSEL "B" BACKWASH INLET | 02-VDWS813 | UNIT 2 TURBINE BUILDING | no data | no data |  | no data | no data | CLOSED | OPEN | no data | no data
3593.0 | UNIT 2 CALCITE CONTACTOR VESSEL "B" BACKWASH OUTLET | 02-VDWS817 | UNIT 2 TURBINE BUILDING | no data | no data |  | no data | no data | CLOSED | OPEN | no data | no data
3594.0 | UNIT 2 CALCITE CONTACTOR VESSEL "B" DRAIN | 02-VDWS826 | UNIT 2 TURBINE BUILDING | no data | no data |  | no data | no data | OPEN | CLOSED | no data | no data
3595.0 | UNIT 2 CALCITE CONTACTOR VESSEL "B" VENT | 02-VDWS812 | UNIT 2 TURBINE BUILDING | no data | no data |  | no data | no data | OPEN | CLOSED | no data | no data
3596.0 | CHLORINE TANK ISOLATION VALVE | 00-VDWT898 | WATER TREATMENT BUILDING | no data | no data |  | no data | no data | CLOSED | OPEN | no data | no data
3597.0 | CHLORINE PUMP "A" SUCTION ISOLATION VALVE | 00-VDWT900 | WATER TREATMENT BUILDING | no data | no data |  | no data | no data | CLOSED | OPEN | no data | no data
3598.0 | CHLORINE PUMP "A" SUCTION DRAIN ISOLATION VALVE | 00-VDWT906 | WATER TREATMENT BUILDING | no data | no data |  | no data | no data | OPEN | CLOSED | no data | no data
3599.0 | CHLORINE PUMP "A" DISCHARGE ISOLATION VALVE | 00-VDWT909 | WATER TREATMENT BUILDING | no data | no data |  | no data | no data | CLOSED | OPEN | no data | no data
3600.0 | CHLORINE PUMP "A" DISCHARGE DRAIN ISOLATION VALVE | 00-VDWT905 | WATER TREATMENT BUILDING | no data | no data |  | no data | no data | CLOSED | OPEN | no data | no data
3601.0 | CHLORINE PUMP "B" SUCTION ISOLATION VALVE | 00-VDWT901 | WATER TREATMENT BUILDING | no data | no data |  | no data | no data | CLOSED | OPEN | no data | no data
3602.0 | CHLORINE PUMP "B" SUCTION DRAIN ISOLATION VALVE | 00-VDWT904 | WATER TREATMENT BUILDING | no data | no data |  | no data | no data | OPEN | CLOSED | no data | no data
3603.0 | CHLORINE PUMP "B" DISCHARGE ISOLATION VALVE | 00-VDWT910 | WATER TREATMENT BUILDING | no data | no data |  | no data | no data | CLOSED | OPEN | no data | no data
3604.0 | CHLORINE PUMP "B" DISCHARGE DRAIN ISOLATION VALVE | 00-VDWT903 | WATER TREATMENT BUILDING | no data | no data |  | no data | no data | CLOSED | OPEN | no data | no data
3605.0 | CHLORINE DRAWDOWN TUBE ISOLATION | 00-VDWT899 | WATER TREATMENT BUILDING | no data | no data |  | no data | no data | CLOSED | CLOSED | no data | no data
3606.0 | CHLORINE HEADER SUPPLY ISOLATION | 00-VDWT902 | WATER TREATMENT BUILDING | no data | no data |  | no data | no data | CLOSED | OPEN | no data | no data
3607.0 | CHLORINE HEADER DRAIN VALVE | 00-VDWT908 | WATER TREATMENT BUILDING | no data | no data |  | no data | no data | OPEN | CLOSED | no data | no data
3608.0 | TEMPERING WATER BOOSTER PUMP "A" SUCTION ISOLATION | 00-VPWS802 | WATER TREATMENT BUILDING | no data | no data |  | no data | no data | CLOSED | OPEN | no data | no data
3609.0 | TEMPERING WATER BOOSTER PUMP "A" DISCHARGE ISOLATION | 00-VPWS808 | WATER TREATMENT BUILDING | no data | no data |  | no data | no data | CLOSED | OPEN | no data | no data
3610.0 | TEMPERING WATER BOOSTER PUMP "B" SUCTION ISOLATION | 00-VPWS804 | WATER TREATMENT BUILDING | no data | no data |  | no data | no data | CLOSED | OPEN | no data | no data
3611.0 | TEMPERING WATER BOOSTER PUMP "B" DISCHARGE ISOLATION | 00-VPWS809 | WATER TREATMENT BUILDING | no data | no data |  | no data | no data | CLOSED | OPEN | no data | no data
3612.0 | TEMPERING WATER SKID POTABALE WATER SUPPLY ISOLATION | 00-VPWS800 | WATER TREATMENT BUILDING | no data | no data |  | no data | no data | CLOSED | OPEN | no data | no data
3613.0 | TEMPERING WATER BOOSTER PUMPS BYPASS VALVE | 00-VPWS803 | WATER TREATMENT BUILDING | no data | no data |  | no data | no data | CLOSED | CLOSED | no data | no data
3614.0 | SHOWER LOOP RETURN ISOLATION VALVE | 00-VPWS810 | WATER TREATMENT BUILDING | no data | no data |  | no data | no data | CLOSED | OPEN | no data | no data
3615.0 | TEMPERING WATER RECIRC PUMP "A" SUCTION ISOLATION | 00-VPWS813 | WATER TREATMENT BUILDING | no data | no data |  | no data | no data | CLOSED | OPEN | no data | no data
3616.0 | TEMPERING WATER RECIRC PUMP "A" DISCHARGE ISOLATION | 00-VPWS817 | WATER TREATMENT BUILDING | no data | no data |  | no data | no data | CLOSED | OPEN | no data | no data
3617.0 | TEMPERING WATER RECIRC PUMP "B" SUCTION ISOLATION | 00-VPWS814 | WATER TREATMENT BUILDING | no data | no data |  | no data | no data | CLOSED | OPEN | no data | no data
3618.0 | TEMPERING WATER RECIRC PUMP "B" DISCHARGE ISOLATION | 00-VPWS818 | WATER TREATMENT BUILDING | no data | no data |  | no data | no data | CLOSED | OPEN | no data | no data
3619.0 | COLD WATER SUPPLY TO TEMPERING VALVE ISOLATION | 00-VPWS820 | WATER TREATMENT BUILDING | no data | no data |  | no data | no data | CLOSED | OPEN | no data | no data
3620.0 | HOT WATER SUPPLY TO TEMPERING VALVE ISOLATION | 00-VPWS825 | WATER TREATMENT BUILDING | no data | no data |  | no data | no data | CLOSED | OPEN | no data | no data
3621.0 | SHOWER LOOP SUPPLY ISOLATION | 00-VPWS828 | WATER TREATMENT BUILDING | no data | no data |  | no data | no data | CLOSED | OPEN | no data | no data
3622.0 | SHOWER LOOP PRESSURE REGULATOR INLET ISOLATION | 00-VPWS826 | WATER TREATMENT BUILDING | no data | no data |  | no data | no data | CLOSED | OPEN | no data | no data
3623.0 | TEMPERING WATER SKID WATER HEATER VENT | 00-VPWS824 | WATER TREATMENT BUILDING | no data | no data |  | no data | no data | OPEN | CLOSED | no data | no data
3624.0 | TEMPERING WATER SKID BLADDER TANK ISOLATION | 00-VPWS823 | WATER TREATMENT BUILDING | no data | no data |  | no data | no data | CLOSED | OPEN | no data | no data
3625.0 | TEMPERING SKID DRAIN ISOLATION | 00-VPWS822 | WATER TREATMENT BUILDING | no data | no data |  | no data | no data | OPEN | CLOSED | no data | no data
3626.0 | TEMPERING SKID BLADDER TANK VENT ISOLATION | NOIDENTIFICATION | WATER TREATMENT BUILDING | no data | no data |  | no data | no data | OPEN | CLOSED | no data | no data
3813.0 | CMV SEAT DRAIN MOTOR VALVE | 02MAL01AA901 | TURBINE BUILDING | no data | no data |  | no data | no data | CLOSED | OPEN | no data | no data
3814.0 | ST HP TURBINE STEAM INLET PIPE DRAIN MOTOR VALVE | 02MAL02AA901 | TURBINE BUILDING | no data | no data |  | no data | no data | CLOSED | OPEN | no data | no data
3815.0 | LP STEAM STRAINER DRAIN VALVE | 02MAL08AA901 | TURBINE BUILDING | no data | no data |  | no data | no data | OPEN | CLOSED | no data | no data
3816.0 | IP TURBINE STEAM INLET PIPE DRAIN MOTOR VALVE | 02MAL06AA901 | TURBINE BUILDING | no data | no data |  | no data | no data | CLOSED | OPEN | no data | no data
3817.0 | LP STEAM STRAINER DRAIN VALVE AIR SET | 02MAL08AA902 | TURBINE BUILDING | no data | no data |  | no data | no data | CLOSED | OPEN | no data | no data
3818.0 | LP STEAM INLET PIPE DRAIN VALVE | 02MAL08AA903 | TURBINE BUILDING | no data | no data |  | no data | no data | OPEN | CLOSED | no data | no data
3819.0 | LP STEAM INLET PIPE DRAIN VALVLE AIR SET | 02MAL08AA904 | TURBINE BUILDING | no data | no data |  | no data | no data | CLOSED | OPEN | no data | no data
3820.0 | CMV STEAM LEAK RECOVERY MOTOR VALVE | 02MAM30AA101 | TURBINE BUILDING | no data | no data |  | no data | no data | CLOSED | OPEN | no data | no data
3821.0 | CMV STEAM LEAK DRAIN VALVE | 02MAM30AA102 | TURBINE BUILDING | no data | no data |  | no data | no data | OPEN | CLOSED | no data | no data
3835.0 | Hood Spray and Gland Steam attemperator | 01-VCND804 | ST upper East | Attemperator | no data | no data | CND | no data | CLOSED | OPEN | no data | no data
3836.0 | Hood Spray and Gland Steam attemperator | 01-VCND805 | ST upper East | Attemperator | no data | no data | CND | no data | CLOSED | OPEN | no data | no data
3837.0 | Hood Spray and Gland Steam attemperator | 01-VCND814 | ST upper East | Attemperator | no data | no data | CND | no data | OPEN | CLOSED | no data | no data
3838.0 | Hood Spray and Gland Steam attemperator | 01-VCND816 | ST upper East | Attemperator | no data | no data | CND | no data | CLOSED | OPEN | no data | no data
3839.0 | Hood Spray and Gland Steam attemperator | 01-VCND817 | ST upper East | Attemperator | no data | no data | CND | no data | CLOSED | OPEN | no data | no data
3840.0 | Hood Spray and Gland Steam attemperator | 01-VCND818 | ST upper East | Attemperator | no data | no data | CND | no data | CLOSED | OPEN | no data | no data
3841.0 | Hood Spray and Gland Steam attemperator | 01-VCND820 | ST upper East | Attemperator | no data | no data | CND | no data | CLOSED | OPEN | no data | no data
3842.0 | Hood Spray and Gland Steam attemperator | 01-VCND834 | ST upper East | Attemperator | no data | no data | CND | no data | CLOSED | OPEN | no data | no data
3843.0 | Hood Spray and Gland Steam attemperator | 01-VCND835 | ST upper East | Attemperator | no data | no data | CND | no data | CLOSED | OPEN | no data | no data
3844.0 | Hood Spray and Gland Steam attemperator | 01-VCND844 | ST upper East | Attemperator | no data | no data | CND | no data | OPEN | CLOSED | no data | no data
3845.0 | Hood Spray and Gland Steam attemperator | 01-VCND846 | ST upper East | Attemperator | no data | no data | CND | no data | CLOSED | OPEN | no data | no data
3846.0 | Hood Spray and Gland Steam attemperator | 01-VCND847 | ST upper East | Attemperator | no data | no data | CND | no data | CLOSED | OPEN | no data | no data
3847.0 | Hood Spray and Gland Steam attemperator | 01-VCND848 | ST upper East | Attemperator | no data | no data | CND | no data | CLOSED | OPEN | no data | no data
3848.0 | Hood Spray and Gland Steam attemperator | 01-VCND850 | ST upper East | Attemperator | no data | no data | CND | no data | CLOSED | OPEN | no data | no data
3849.0 | Hood Spray and Gland Steam attemperator | 01-VCND864 | ST upper East | Attemperator | no data | no data | CND | no data | CLOSED | OPEN | no data | no data
3850.0 | Hood Spray and Gland Steam attemperator | 01-VCND865 | ST upper East | Attemperator | no data | no data | CND | no data | CLOSED | OPEN | no data | no data
3851.0 | Hood Spray and Gland Steam attemperator | 01-VCND874 | ST upper East | Attemperator | no data | no data | CND | no data | OPEN | CLOSED | no data | no data
3852.0 | Hood Spray and Gland Steam attemperator | 01-VCND876 | ST upper East | Attemperator | no data | no data | CND | no data | CLOSED | OPEN | no data | no data
3853.0 | Hood Spray and Gland Steam attemperator | 01-VCND877 | ST upper East | Attemperator | no data | no data | CND | no data | CLOSED | OPEN | no data | no data
3854.0 | Hood Spray and Gland Steam attemperator | 01-VCND878 | ST upper East | Attemperator | no data | no data | CND | no data | CLOSED | OPEN | no data | no data
3855.0 | Hood Spray and Gland Steam attemperator | 01-VCND880 | ST upper East | Attemperator | no data | no data | CND | no data | CLOSED | OPEN | no data | no data
3856.0 | Hood Spray and Gland Steam attemperator | 02-VCND804 | ST upper East | Attemperator | no data | no data | CND | no data | CLOSED | OPEN | no data | no data
3857.0 | Hood Spray and Gland Steam attemperator | 02-VCND805 | ST upper East | Attemperator | no data | no data | CND | no data | CLOSED | OPEN | no data | no data
3858.0 | Hood Spray and Gland Steam attemperator | 02-VCND814 | ST upper East | Attemperator | no data | no data | CND | no data | OPEN | CLOSED | no data | no data
3859.0 | Hood Spray and Gland Steam attemperator | 02-VCND816 | ST upper East | Attemperator | no data | no data | CND | no data | CLOSED | OPEN | no data | no data
3860.0 | Hood Spray and Gland Steam attemperator | 02-VCND817 | ST upper East | Attemperator | no data | no data | CND | no data | CLOSED | OPEN | no data | no data
3861.0 | Hood Spray and Gland Steam attemperator | 02-VCND818 | ST upper East | Attemperator | no data | no data | CND | no data | CLOSED | OPEN | no data | no data
3862.0 | Hood Spray and Gland Steam attemperator | 02-VCND820 | ST upper East | Attemperator | no data | no data | CND | no data | CLOSED | OPEN | no data | no data
3863.0 | Hood Spray and Gland Steam attemperator | 02-VCND834 | ST upper East | Attemperator | no data | no data | CND | no data | CLOSED | OPEN | no data | no data
3864.0 | Hood Spray and Gland Steam attemperator | 02-VCND835 | ST upper East | Attemperator | no data | no data | CND | no data | CLOSED | OPEN | no data | no data
3866.0 | Hood Spray and Gland Steam attemperator | 02-VCND846 | ST upper East | Attemperator | no data | no data | CND | no data | CLOSED | OPEN | no data | no data
3867.0 | Hood Spray and Gland Steam attemperator | 02-VCND847 | ST upper East | Attemperator | no data | no data | CND | no data | CLOSED | OPEN | no data | no data
3870.0 | Hood Spray and Gland Steam attemperator | 02-VCND864 | ST upper East | Attemperator | no data | no data | CND | no data | CLOSED | OPEN | no data | no data
3871.0 | Hood Spray and Gland Steam attemperator | 02-VCND865 | ST upper East | Attemperator | no data | no data | CND | no data | CLOSED | OPEN | no data | no data
3872.0 | Hood Spray and Gland Steam attemperator | 02-VCND874 | ST upper East | Attemperator | no data | no data | CND | no data | OPEN | CLOSED | no data | no data
3873.0 | Hood Spray and Gland Steam attemperator | 02-VCND876 | ST upper East | Attemperator | no data | no data | CND | no data | CLOSED | OPEN | no data | no data
3874.0 | Hood Spray and Gland Steam attemperator | 02-VCND877 | ST upper East | Attemperator | no data | no data | CND | no data | CLOSED | OPEN | no data | no data
3875.0 | Hood Spray and Gland Steam attemperator | 02-VCND878 | ST upper East | Attemperator | no data | no data | CND | no data | CLOSED | OPEN | no data | no data
3876.0 | Hood Spray and Gland Steam attemperator | 02-VCND880 | ST upper East | Attemperator | no data | no data | CND | no data | CLOSED | OPEN | no data | no data
3877.0 | 6.9 KV XFR 11 | 00-MVA-XFR-11 | MVB SWITHCGEAR 1, CUBICLE 03B | no data | no data | 13.8 KV RACK-OUT BREAKER | no data | no data | OPEN | CLOSED | no data | no data
3878.0 | HRSG 01 SUS XFMR 01 | 01-MVA-XFR-11 | MVB SWITHCGEAR 1, CUBICLE 06A | no data | no data | 13.8 KV RACK-OUT BREAKER | no data | no data | OPEN | CLOSED | no data | no data
3879.0 | HRSG 02 SUS XFMR 01 | 02-MVA-XFR-12 | MVB SWITHCGEAR 1, CUBICLE 06B | no data | no data | 13.8 KV RACK-OUT BREAKER | no data | no data | OPEN | CLOSED | no data | no data
3880.0 | ACC 01 SUS XFMR 01 | 01-MVA-XFR-13 | MVB SWITHCGEAR 1, CUBICLE 05A | no data | no data | 13.8 KV RACK-OUT BREAKER | no data | no data | OPEN | CLOSED | no data | no data
3881.0 | ACC 02 SUS XFMR 01 | 02-MVA-XFR-14 | MVB SWITHCGEAR 1, CUBICLE 04A | no data | no data | 13.8 KV RACK-OUT BREAKER | no data | no data | OPEN | CLOSED | no data | no data
3882.0 | ACC 01 SUS XFMR 03 | 01-MVA-XFR-15 | MVB SWITHCGEAR 1, CUBICLE 05B | no data | no data | 13.8 KV RACK-OUT BREAKER | no data | no data | OPEN | CLOSED | no data | no data
3883.0 | ACC 02 SUS XFMR 03 | 02-MVA-XFR-16 | MVB SWITHCGEAR 1, CUBICLE 04B | no data | no data | 13.8 KV RACK-OUT BREAKER | no data | no data | OPEN | CLOSED | no data | no data
3884.0 | BOP SUS XFMR | 00-MVA-XFR-17 | MVB SWITHCGEAR 1, CUBICLE 03A | no data | no data | 13.8 KV RACK-OUT BREAKER | no data | no data | OPEN | CLOSED | no data | no data
3887.0 | 6.9KV XFR 21 | 00-MVA-XFR-21 | MVB SWITHCGEAR 2, CUBICLE 15B | no data | no data | 13.8 KV RACK-OUT BREAKER | no data | no data | OPEN | CLOSED | no data | no data
3888.0 | HRSG 01 SUS XFMR 02 | 01-MVA-XFR-21 | MVB SWITHCGEAR 2, CUBICLE 12A | no data | no data | 13.8 KV RACK-OUT BREAKER | no data | no data | OPEN | CLOSED | no data | no data
3889.0 | HRSG 02 SUS XFMR 02 | 02-MVA-XFR-22 | MVB SWITHCGEAR 2, CUBICLE 12B | no data | no data | 13.8 KV RACK-OUT BREAKER | no data | no data | OPEN | CLOSED | no data | no data
3890.0 | ACC 01 SUS XFMR 02 | 01-MVA-XFR-23 | MVB SWITHCGEAR 2, CUBICLE 13A | no data | no data | 13.8 KV RACK-OUT BREAKER | no data | no data | OPEN | CLOSED | no data | no data
3891.0 | ACC 02 SUS XFMR 02 | 02-MVA-XFR-24 | MVB SWITHCGEAR 2, CUBICLE 13B | no data | no data | 13.8 KV RACK-OUT BREAKER | no data | no data | OPEN | CLOSED | no data | no data
3892.0 | ACC 01 SUS XFMR 04 | 01-MVA-XFR-25 | MVB SWITHCGEAR 2, CUBICLE 14A | no data | no data | 13.8 KV RACK-OUT BREAKER | no data | no data | OPEN | CLOSED | no data | no data
3893.0 | ACC 02 SUS XFMR 04 | 02-MVA-XFR-26 | MVB SWITHCGEAR 2, CUBICLE 14B | no data | no data | 13.8 KV RACK-OUT BREAKER | no data | no data | OPEN | CLOSED | no data | no data
3894.0 | BOP SUS XFMR 02 | 00-MVA-XFR-27 | MVB SWITHCGEAR 2, CUBICLE 15A | no data | no data | 13.8 KV RACK-OUT BREAKER | no data | no data | OPEN | CLOSED | no data | no data
3895.0 | U2 BOILER FEED WATER PUMP A | 02-BFW-MPM-01A | MVB SWITHCGEAR 2, CUBICLE 16B | no data | no data | 13.8 KV RACK-OUT BREAKER | no data | no data | OPEN | CLOSED | no data | no data
3897.0 | MAIN FEED BREAKER | 00-UAT-XFR-1 | MVB SWITHCGEAR 1, CUBICLE 7B | no data | no data | 13.8 KV RACK-OUT BREAKER | no data | no data | OPEN | CLOSED | no data | no data
3898.0 | MAIN FEED BREAKER | 00-UAT-XFR-2 | MVB SWITHCGEAR 2, CUBICLE 10B | no data | no data | 13.8 KV RACK-OUT BREAKER | no data | no data | OPEN | CLOSED | no data | no data
3899.0 | TIE BREAKER 13.8 SWG-1 AND 13.8 SWG-2 | null | MVB SWITHCGEAR 1, CUBICLE 9B | no data | no data | 13.8 KV RACK-OUT BREAKER | no data | no data | OPEN | CLOSED | no data | no data
3900.0 | BUS1 VTS | null | MVB SWITHCGEAR 1, CUBICLE 8B | no data | no data | FUES | no data | no data | OPEN | CLOSED | no data | no data
3901.0 | BUS2 VTS | null | MVB SWITHCGEAR 2, CUBICLE 11B | no data | no data | FUES | no data | no data | OPEN | CLOSED | no data | no data
3902.0 | U1 SFC TRANSFORMER | 01-LCI-XFR-01 | MVB SWITCHGEAR 11, CUBICLE 04B | no data | no data | 6.9 KV RACK-OUT BREAKER | no data | no data | OPEN | CLOSED | no data | no data
3903.0 | U2 GT ENHANCED AIR COMPRESSOR B | 02-MBH06AN102 | MVB SWITCHGEAR 11, CUBICLE 05B | no data | no data | FUES | no data | no data | OPEN | CLOSED | no data | no data
3905.0 | U2 CLOSED COOLING WATER PUMP B | 02-CCW-MPM-01B | MVB SWITCHGEAR 11, CUBICLE 04A | no data | no data | FUES | no data | no data | OPEN | CLOSED | no data | no data
3906.0 | U1 CLOSED COOLING WATER PUMP A | 01-CCW-MPM-01A | MVB SWITCHGEAR 11, CUBICLE 04B | no data | no data | FUES | no data | no data | OPEN | CLOSED | no data | no data
3907.0 | U2 CONDENSATE PUMP B | 02-CND-MPM-02B | MVB SWITCHGEAR 11, CUBICLE 03A | no data | no data | FUES | no data | no data | OPEN | CLOSED | no data | no data
3908.0 | U1 CONDENSATE PUMP A | 01-CND-MPM-01A | MVB SWITCHGEAR 11, CUBICLE 02A | no data | no data | FUES | no data | no data | OPEN | CLOSED | no data | no data
3909.0 | U1 CONDENSATE PUMP C | 01-CND-MPM-01C | MVB SWITCHGEAR 11, CUBICLE 03B | no data | no data | FUES | no data | no data | OPEN | CLOSED | no data | no data
3910.0 | FUEL GAS COMPRESSOR C | 00-FGS-CMP-01C | MVB SWITCHGEAR 11, CUBICLE 02B | no data | no data | FUES | no data | no data | OPEN | CLOSED | no data | no data
3912.0 | U2 SFC TRANSFORMER | 02-LCI-XFR-01 | MVB SWITCHGEAR 21, CUBICLE 07B | no data | no data | 6.9 KV RACK-OUT BREAKER | no data | no data | OPEN | CLOSED | no data | no data
3913.0 | U2 GT ENHANCED AIR COMPRESSOR A | 02-MBH06AN101 | MVB SWITCHGEAR 21, CUBICLE 01A | no data | no data | FUES | no data | no data | OPEN | CLOSED | no data | no data
3914.0 | U1 GT ENHANCED AIR COMPRESSOR B | 02-MBH06AN102 | MVB SWITCHGEAR 21, CUBICLE 01B | no data | no data | FUES | no data | no data | OPEN | CLOSED | no data | no data
3915.0 | U2 CLOSED COOLING WATER PUMP A | 02-CCW-MPM-01A | MVB SWITCHGEAR 21, CUBICLE 02A | no data | no data | FUES | no data | no data | OPEN | CLOSED | no data | no data
3916.0 | U1 CLOSED COOLING WATER PUMP B | 01-CCW-MPM-01B | MVB SWITCHGEAR 21, CUBICLE 02B | no data | no data | FUES | no data | no data | OPEN | CLOSED | no data | no data
3917.0 | U1 CONDENSATE PUMP B | 01-CND-MPM-01B | MVB SWITCHGEAR 21, CUBICLE 03A | no data | no data | FUES | no data | no data | OPEN | CLOSED | no data | no data
3918.0 | U2 CONDENSATE PUMP C | 02-CND-MPM-02C | MVB SWITCHGEAR 21, CUBICLE 03B | no data | no data | FUES | no data | no data | OPEN | CLOSED | no data | no data
3921.0 | MAIN FEED BREAKER | null | MVB SWITCHGEAR 11, CUBICLE 02B | no data | no data | 6.9 KV RACK-OUT BREAKER | no data | no data | OPEN | CLOSED | no data | no data
3922.0 | MAIN FEED BREAKER | null | MVB SWITCHGEAR 21, CUBICLE 06B | no data | no data | 6.9 KV RACK-OUT BREAKER | no data | no data | OPEN | CLOSED | no data | no data
3923.0 | TIE BREAKER 6.9 SWG-11 AND 6.9 SWG-21 | null | MVB SWITCHGEAR 11, CUBICLE 04A | no data | no data | 6.9 KV RACK-OUT BREAKER | no data | no data | OPEN | CLOSED | no data | no data
3924.0 | UNIT 1 STEAM ELEC SUPERHEATER | 01-AXS-HTR-01 | HRSG-1 MCC ENCLOSURE CUBICLE 03D | no data | no data | 480 V RACK OUT BREAKER | no data | no data | OPEN | CLOSED | no data | no data
3925.0 | HRSG 1 MCC 01 | 01-HRG-MCC-111 | HRSG-1 MCC ENCLOSURE CUBICLE 01B | no data | no data | 480 V RACK OUT BREAKER | no data | no data | OPEN | CLOSED | no data | no data
3926.0 | UNIT 1 AMMONIA INJ HEATER | 01-SCR-HTR-01 | HRSG-1 MCC ENCLOSURE CUBICLE 03C | no data | no data | 480 V RACK OUT BREAKER | no data | no data | OPEN | CLOSED | no data | no data
3928.0 | FEEDER BREAKER | 01-LVB-SWG-11 | HRSG-1 MCC ENCLOSURE CUBICLE 02A | no data | no data | 480 V RACK OUT BREAKER | no data | no data | OPEN | CLOSED | no data | no data
3929.0 | TIE BREAKER 480V SWG-11 AND SWG-21 | null | HRSG-1 MCC ENCLOSURE CUBICLE 04C | no data | no data | 480 V RACK OUT BREAKER | no data | no data | OPEN | CLOSED | no data | no data
3930.0 | FUEL GAS LP DEW POINT HEATER | 00-FGS-HTR-01 | HRSG-1 MCC ENCLOSURE CUBICLE 06D | no data | no data | 480 V RACK OUT BREAKER | no data | no data | OPEN | CLOSED | no data | no data
3931.0 | UNIT 1 AMMONIA INJ HEATER | 01-SCR-HTR-02 | HRSG-1 MCC ENCLOSURE CUBICLE 06C | no data | no data | 480 V RACK OUT BREAKER | no data | no data | OPEN | CLOSED | no data | no data
3932.0 | HRSG 1 MCC 2 | 01-HRG-MCC-211 | HRSG-1 MCC ENCLOSURE CUBICLE 06B | no data | no data | 480 V RACK OUT BREAKER | no data | no data | OPEN | CLOSED | no data | no data
3934.0 | FEEDER BREAKER | 01-LVB-SWG-21 | HRSG-1 MCC ENCLOSURE CUBICLE 07A | no data | no data | 480 V RACK OUT BREAKER | no data | no data | OPEN | CLOSED | no data | no data
3935.0 | U1 LUBE OIL PUMP A | 01MPV01AP101-MO1 | HRSG-1 ENCLOSURE MCC 111 CUBICLE 2FM | no data | no data | 480 V MOLDED CASE BREAKER | no data | no data | OPEN | CLOSED | no data | no data
3936.0 | FGS CMP A RECYCLE/OIL CLR FAN MTR 1 | 00-FGS-MFN-03A | HRSG-1 ENCLOSURE MCC 111 CUBICLE 3FB | no data | no data | 480 V MOLDED CASE BREAKER | no data | no data | OPEN | CLOSED | no data | no data
3937.0 | FGS CMP A RECYCLE/OIL CLR FAN MTR 2 | 00-FGS-MFN-04A | HRSG-1 ENCLOSURE MCC 111 CUBICLE 3FD | no data | no data | 480 V MOLDED CASE BREAKER | no data | no data | OPEN | CLOSED | no data | no data
3938.0 | FUEL GAS CONDITIONING SKID PUMP MTR 1 | 00-FGS-MPM-11A | HRSG-1 ENCLOSURE MCC 111 CUBICLE 3FF | no data | no data | 480 V MOLDED CASE BREAKER | no data | no data | OPEN | CLOSED | no data | no data
3940.0 | HRSG 1 SOUTH TOP HEAT TRACE XFMR | 01-HTT-XFR-1111 | HRSG-1 ENCLOSURE MCC 111 CUBICLE 4FC(L) | no data | no data | 480 V MOLDED CASE BREAKER | no data | no data | OPEN | CLOSED | no data | no data
3941.0 | FUEL GAS HEAT TRACE XFMR | 01-HTT-XFR-1113 | HRSG-1 ENCLOSURE MCC 111 CUBICLE 4FC(R) | no data | no data | 480 V MOLDED CASE BREAKER | no data | no data | OPEN | CLOSED | no data | no data
3942.0 | HRSG 1 PIPE RACK E HEAT TRACE XFMR | 01-HTT-XFR-1112 | HRSG-1 ENCLOSURE MCC 111 CUBICLE 4FF(L) | no data | no data | 480 V MOLDED CASE BREAKER | no data | no data | OPEN | CLOSED | no data | no data
3943.0 | FGS CMP RECYCLE/OIL CLR FAN MOTOR 1 | 00-FGS-MFN-03C | HRSG-1 ENCLOSURE MCC 111 CUBICLE 5FB | no data | no data | 480 V MOLDED CASE BREAKER | no data | no data | OPEN | CLOSED | no data | no data
3944.0 | FGS CMP RECYCLE/OIL CLR FAN MOTOR 2 | 00-FGS-MFN-04C | HRSG-1 ENCLOSURE MCC 111 CUBICLE 5FD | no data | no data | 480 V MOLDED CASE BREAKER | no data | no data | OPEN | CLOSED | no data | no data
3945.0 | UNIT 1 HRSG DUCT BURNER COOLING SKID BLOWER 1 | 01-BUR-MLB-01A | HRSG-1 ENCLOSURE MCC 111 CUBICLE 5FH | no data | no data | 480 V MOLDED CASE BREAKER | no data | no data | OPEN | CLOSED | no data | no data
3946.0 | FGS CMP A SOUND ENCLOSURE FAN MOTOR 1 | 00-FGS-MFN-01A | HRSG-1 ENCLOSURE MCC 111 CUBICLE 6FB | no data | no data | 480 V MOLDED CASE BREAKER | no data | no data | OPEN | CLOSED | no data | no data
3947.0 | FGS CMP A SOUND ENCLOSURE FAN MOTOR 2 | 00-FGS-MFN-02A | HRSG-1 ENCLOSURE MCC 111 CUBICLE 6FD | no data | no data | 480 V MOLDED CASE BREAKER | no data | no data | OPEN | CLOSED | no data | no data
3948.0 | FGC A AUX OIL PUMP MOTOR | 00-FGS-MPM-02A | HRSG-1 ENCLOSURE MCC 111 CUBICLE 6FF | no data | no data | 480 V MOLDED CASE BREAKER | no data | no data | OPEN | CLOSED | no data | no data
3949.0 | FGS CMP C SOUND ENCLOSURE FAN MOTOR 1 | 00-FGS-MFN-01C | HRSG-1 ENCLOSURE MCC 111 CUBICLE 6FM | no data | no data | 480 V MOLDED CASE BREAKER | no data | no data | OPEN | CLOSED | no data | no data
3950.0 | FGC C AUX OIL PUMP MOTOR | 00-FGS-MPM-02C | HRSG-1 ENCLOSURE MCC 111 CUBICLE 7FB | no data | no data | 480 V MOLDED CASE BREAKER | no data | no data | OPEN | CLOSED | no data | no data
3951.0 | HRSG 1 PDC PANELBOARD 480VAC | 01-LVB-PPL-1115 | HRSG-1 ENCLOSURE MCC 111 CUBICLE 7FE | no data | no data | 480 V MOLDED CASE BREAKER | no data | no data | OPEN | CLOSED | no data | no data
3952.0 | UNIT 1 HRSG BD SUMP PUMP A/B CONTROL PANEL | 01-BDN-CPL-01 | HRSG-1 ENCLOSURE MCC 111 CUBICLE 7FH(R) | no data | no data | 480 V MOLDED CASE BREAKER | no data | no data | OPEN | CLOSED | no data | no data
3953.0 | UNIT 1 BRIDGE CRANE | 01-TRB-CRN-01 | HRSG-1 ENCLOSURE MCC 111 CUBICLE 7FL | no data | no data | 480 V MOLDED CASE BREAKER | no data | no data | OPEN | CLOSED | no data | no data
3954.0 | UNIT 1 ACHE FAN 01A | 01-CCW-MFN-01A | HRSG-1 ENCLOSURE MCC 111 CUBICLE 8FC | no data | no data | 480 V MOLDED CASE BREAKER | no data | no data | OPEN | CLOSED | no data | no data
3955.0 | UNIT 1 ACHE FAN 01B | 01-CCW-MFN-01B | HRSG-1 ENCLOSURE MCC 111 CUBICLE 8FF | no data | no data | 480 V MOLDED CASE BREAKER | no data | no data | OPEN | CLOSED | no data | no data
3956.0 | UNIT 1 ACHE FAN 01C | 01-CCW-MFN-01C | HRSG-1 ENCLOSURE MCC 111 CUBICLE 8FJ | no data | no data | 480 V MOLDED CASE BREAKER | no data | no data | OPEN | CLOSED | no data | no data
3957.0 | UNIT 1 ACHE FAN 02A | 01-CCW-MFN-02A | HRSG-1 ENCLOSURE MCC 111 CUBICLE 8FM | no data | no data | 480 V MOLDED CASE BREAKER | no data | no data | OPEN | CLOSED | no data | no data
3958.0 | UNIT 1 ACHE FAN 02B | 01-CCW-MFN-02B | HRSG-1 ENCLOSURE MCC 111 CUBICLE 9FC | no data | no data | 480 V MOLDED CASE BREAKER | no data | no data | OPEN | CLOSED | no data | no data
3959.0 | UNIT 1 ACHE FAN 02C | 01-CCW-MFN-02C | HRSG-1 ENCLOSURE MCC 111 CUBICLE 9FF | no data | no data | 480 V MOLDED CASE BREAKER | no data | no data | OPEN | CLOSED | no data | no data
3960.0 | UNIT 1 ACHE FAN 03A | 01-CCW-MFN-03A | HRSG-1 ENCLOSURE MCC 111 CUBICLE 9FJ | no data | no data | 480 V MOLDED CASE BREAKER | no data | no data | OPEN | CLOSED | no data | no data
3961.0 | UNIT 1 SAMPLE ANALYSIS PANEL DSW | 01-SMP-DSW-01 | HRSG-1 ENCLOSURE MCC 111 CUBICLE 10FC(R) | no data | no data | 480 V MOLDED CASE BREAKER | no data | no data | OPEN | CLOSED | no data | no data
3962.0 | HRSG 1 PDC XFMR 480-120/208VAC | 01-LVD-PPL-1111 | HRSG-1 ENCLOSURE MCC 111 CUBICLE 11FC(L) | no data | no data | 480 V MOLDED CASE BREAKER | no data | no data | OPEN | CLOSED | no data | no data
3963.0 | HRSG 1 TOP LEVEL WEST PANELBOARD 480VAC | 01-LVB-PPL-1112 | HRSG-1 ENCLOSURE MCC 111 CUBICLE 11FF | no data | no data | 480 V MOLDED CASE BREAKER | no data | no data | OPEN | CLOSED | no data | no data
3964.0 | HRSG 1 FINGER RACK PANELBOARD 480VAC | 01-LVB-PPL-1113 | HRSG-1 ENCLOSURE MCC 111 CUBICLE 11FJ | no data | no data | 480 V MOLDED CASE BREAKER | no data | no data | OPEN | CLOSED | no data | no data
3965.0 | HRSG1 GRADE WEST PANELBOARD 480VAC | 01-LVB-PPL-1114 | HRSG-1 ENCLOSURE MCC 111 CUBICLE 11FM | no data | no data | 480 V MOLDED CASE BREAKER | no data | no data | OPEN | CLOSED | no data | no data
3966.0 | FGS CMP C SOUND ENCLOSURE FAN MOTOR 2 | 00-FGS-MFN-02C | HRSG-1 ENCLOSURE MCC 111 CUBICLE 12FB | no data | no data | 480 V MOLDED CASE BREAKER | no data | no data | OPEN | CLOSED | no data | no data
3967.0 | UNIT 1 BFW LUBE OIL PUMP MOTOR A | 01-BFW-MPM-02A | HRSG-1 ENCLOSURE MCC 111 CUBICLE 12FD | no data | no data | 480 V MOLDED CASE BREAKER | no data | no data | OPEN | CLOSED | no data | no data
3968.0 | WASTE WATER SUMP PUMPS A/B CONTROL PANEL | 00-WDR-CPL-01 | HRSG-1 ENCLOSURE MCC 111 CUBICLE 13FJ | no data | no data | 480 V MOLDED CASE BREAKER | no data | no data | OPEN | CLOSED | no data | no data
3969.0 | UNIT 1 TURBINE BUILDING NE PANELBOARD 480VAC | 01-LVB-PPL-1111 | HRSG-1 ENCLOSURE MCC 111 CUBICLE 13FM | no data | no data | 480 V MOLDED CASE BREAKER | no data | no data | OPEN | CLOSED | no data | no data
3970.0 | UNIT 1 MAIN LUBE OIL PUMP MOTOR B | 01MPV01AP102-M01 | HRSG-1 ENCLOSURE MCC 211 CUBICLE 3FM | no data | no data | 480 V MOLDED CASE BREAKER | no data | no data | OPEN | CLOSED | no data | no data
3971.0 | FGS CMP B SOUND ENCLOSURE FAN MTR 1 | 00-FGS-MFN-01B | HRSG-1 ENCLOSURE MCC 211 CUBICLE 4FB | no data | no data | 480 V MOLDED CASE BREAKER | no data | no data | OPEN | CLOSED | no data | no data
3972.0 | UNIT 1 STG SWBD | 01-LVB-SWB-2113 | HRSG-1 ENCLOSURE MCC 211 CUBICLE 4FF | no data | no data | 480 V MOLDED CASE BREAKER | no data | no data | OPEN | CLOSED | no data | no data
3974.0 | HRSG 1 PDC PANELBOARD 480VAC | 01-LVB-PPL-2112 | HRSG-1 ENCLOSURE MCC 211 CUBICLE 5FC | no data | no data | 480 V MOLDED CASE BREAKER | no data | no data | OPEN | CLOSED | no data | no data
3975.0 | FUEL GAS AREA PANELBOARD 480VAC | 01-LVB-PPL-2113 | HRSG-1 ENCLOSURE MCC 211 CUBICLE 5FF | no data | no data | 480 V MOLDED CASE BREAKER | no data | no data | OPEN | CLOSED | no data | no data
3976.0 | UNIT 1 ACHE FAN 03B | 01-CCW-MFN-03B | HRSG-1 ENCLOSURE MCC 211 CUBICLE 6FC | no data | no data | 480 V MOLDED CASE BREAKER | no data | no data | OPEN | CLOSED | no data | no data
3977.0 | UNIT 1 ACHE FAN 03C | 01-CCW-MFN-03C | HRSG-1 ENCLOSURE MCC 211 CUBICLE 6FF | no data | no data | 480 V MOLDED CASE BREAKER | no data | no data | OPEN | CLOSED | no data | no data
3978.0 | UNIT 1 ACHE FAN 04A | 01-CCW-MFN-04A | HRSG-1 ENCLOSURE MCC 211 CUBICLE 6FJ | no data | no data | 480 V MOLDED CASE BREAKER | no data | no data | OPEN | CLOSED | no data | no data
3979.0 | UNIT 1 ACHE FAN 04B | 01-CCW-MFN-04B | HRSG-1 ENCLOSURE MCC 211 CUBICLE 6FM | no data | no data | 480 V MOLDED CASE BREAKER | no data | no data | OPEN | CLOSED | no data | no data
3980.0 | UNIT 1 ACHE FAN 04C | 01-CCW-MFN-04C | HRSG-1 ENCLOSURE MCC 211 CUBICLE 7FC | no data | no data | 480 V MOLDED CASE BREAKER | no data | no data | OPEN | CLOSED | no data | no data
3981.0 | UNIT 1 ACHE FAN 05A | 01-CCW-MFN-05A | HRSG-1 ENCLOSURE MCC 211 CUBICLE 7FF | no data | no data | 480 V MOLDED CASE BREAKER | no data | no data | OPEN | CLOSED | no data | no data
3982.0 | UNIT 1 ACHE FAN 05B | 01-CCW-MFN-05B | HRSG-1 ENCLOSURE MCC 211 CUBICLE 7FJ | no data | no data | 480 V MOLDED CASE BREAKER | no data | no data | OPEN | CLOSED | no data | no data
3983.0 | UNIT 1 ACHE FAN 05C | 01-CCW-MFN-05C | HRSG-1 ENCLOSURE MCC 211 CUBICLE 7FM | no data | no data | 480 V MOLDED CASE BREAKER | no data | no data | OPEN | CLOSED | no data | no data
3984.0 | FUEL GAS CONDITIONING SKID PUMP MTR 2 | 00-FGS-MPM-11B | HRSG-1 ENCLOSURE MCC 211 CUBICLE 9FD | no data | no data | 480 V MOLDED CASE BREAKER | no data | no data | OPEN | CLOSED | no data | no data
3985.0 | FGS CMP B RECYCLE/OIL CLR FAN MTR 1 | 00-FGS-MFN-03B | HRSG-1 ENCLOSURE MCC 211 CUBICLE 9FF | no data | no data | 480 V MOLDED CASE BREAKER | no data | no data | OPEN | CLOSED | no data | no data
3986.0 | FGS CMP B RECYCLE/OIL CLR FAN MTR 2 | 00-FGS-MFN-04B | HRSG-1 ENCLOSURE MCC 211 CUBICLE 9FH | no data | no data | 480 V MOLDED CASE BREAKER | no data | no data | OPEN | CLOSED | no data | no data
3987.0 | UNIT 1 HRSG DUCT BURNER COOLING SKID BLOWER 2 | 01-BUR-MLB-01B | HRSG-1 ENCLOSURE MCC 211 CUBICLE 9FM | no data | no data | 480 V MOLDED CASE BREAKER | no data | no data | OPEN | CLOSED | no data | no data
3988.0 | WASTE WATER SUMP PUMPS A/B CONTROL PANEL | 00-WDR-CPL-01 | HRSG-1 ENCLOSURE MCC 211 CUBICLE 10FK | no data | no data | 480 V MOLDED CASE BREAKER | no data | no data | OPEN | CLOSED | no data | no data
3989.0 | FGS CMP B SOUND ENCLOSURE FAN MTR 2 | 00-FGS-MFN-02B | HRSG-1 ENCLOSURE MCC 211 CUBICLE 10FM | no data | no data | 480 V MOLDED CASE BREAKER | no data | no data | OPEN | CLOSED | no data | no data
3990.0 | UNIT 1 BFW LUBE OIL PUMP MOTOR B | 01-BFW-MPM-02B | HRSG-1 ENCLOSURE MCC 211 CUBICLE 11FB | no data | no data | 480 V MOLDED CASE BREAKER | no data | no data | OPEN | CLOSED | no data | no data
3991.0 | HRSG 1 PDC XFMR 480-120/208VAC | 01-LVB-XFR-2111 | HRSG-1 ENCLOSURE MCC 211 CUBICLE 12FC | no data | no data | 480 V MOLDED CASE BREAKER | no data | no data | OPEN | CLOSED | no data | no data
3992.0 | FGC B AUX OIL PUMP MOTOR | 00-FGS-MPM-02B | HRSG-1 ENCLOSURE MCC 211 CUBICLE 12FM | no data | no data | 480 V MOLDED CASE BREAKER | no data | no data | OPEN | CLOSED | no data | no data
3993.0 | HRSG 1 FINGER RACK HEAT TRACE XFMR 480-120/208VAC | 01-HTT-XFR-2111 | HRSG-1 ENCLOSURE MCC 211 CUBICLE 13FC(R) | no data | no data | 480 V MOLDED CASE BREAKER | no data | no data | OPEN | CLOSED | no data | no data
3994.0 | UNIT 1 BD TANK DRAIN SUMP PUMP A/B CONTROL PANEL | 01-BDN-CPL-01 | HRSG-1 ENCLOSURE MCC 211 CUBICLE 13FF(R) | no data | no data | 480 V MOLDED CASE BREAKER | no data | no data | OPEN | CLOSED | no data | no data
3995.0 | HRSG 1 TOP LEVEL SE PANELBOARD 480VAC | 01-LVB-PPL-2111 | HRSG-1 ENCLOSURE MCC 211 CUBICLE 13FJ | no data | no data | 480 V MOLDED CASE BREAKER | no data | no data | OPEN | CLOSED | no data | no data
3996.0 | UNIT 1 TURBINE BLDG ROOF EXH FAN DSW 19 | 01-HVC-DSW-19 | 01-LVB-PPL-1111 BR 1 NE CORNER TURBINE BUILDING | no data | no data | 480 V CIRCUIT BREACKER | no data | no data | OPEN | CLOSED | no data | no data
3997.0 | UNIT 1 TURBINE BLDG ROOF EXH FAN DSW 20 | 01-HVC-DSW-20 | 01-LVB-PPL-1111 BR 2 NE CORNER TURBINE BUILDING | no data | no data | 480 V CIRCUIT BREACKER | no data | no data | OPEN | CLOSED | no data | no data
3998.0 | UNIT 1 TURBINE BLDG ROOF EXH FAN DSW 21 | 01-HVC-DSW-21 | 01-LVB-PPL-1111 BR 3 NE CORNER TURBINE BUILDING | no data | no data | 480 V CIRCUIT BREACKER | no data | no data | OPEN | CLOSED | no data | no data
3999.0 | UNIT 1 TURBINE BLDG ROOF EXH FAN DSW 22 | 01-HVC-DSW-22 | 01-LVB-PPL-1111 BR 4 NE CORNER TURBINE BUILDING | no data | no data | 480 V CIRCUIT BREACKER | no data | no data | OPEN | CLOSED | no data | no data
4000.0 | UNIT 1 TURBINE BLDG ROOF EXH FAN DSW 23 | 01-HVC-DSW-23 | 01-LVB-PPL-1111 BR 5 NE CORNER TURBINE BUILDING | no data | no data | 480 V CIRCUIT BREACKER | no data | no data | OPEN | CLOSED | no data | no data
4001.0 | UNIT 1 TURBINE BLDG ROOF EXH FAN DSW 24 | 01-HVC-DSW-24 | 01-LVB-PPL-1111 BR 6 NE CORNER TURBINE BUILDING | no data | no data | 480 V CIRCUIT BREACKER | no data | no data | OPEN | CLOSED | no data | no data
4002.0 | UNIT 1 TURBINE BLDG ROOF EXH FAN DSW 25 | 01-HVC-DSW-25 | 01-LVB-PPL-1111 BR 7 NE CORNER TURBINE BUILDING | no data | no data | 480 V CIRCUIT BREACKER | no data | no data | OPEN | CLOSED | no data | no data
4003.0 | UNIT 1 TURBINE BLDG ROOF EXH FAN DSW 26 | 01-HVC-DSW-26 | 01-LVB-PPL-1111 BR 8 NE CORNER TURBINE BUILDING | no data | no data | 480 V CIRCUIT BREACKER | no data | no data | OPEN | CLOSED | no data | no data
4004.0 | UNIT 1 TURBINE BLDG AHU 13 DSW | 01-HVC-DSW-29 | 01-LVB-PPL-1111 BR 9 NE CORNER TURBINE BUILDING | no data | no data | 480 V CIRCUIT BREACKER | no data | no data | OPEN | CLOSED | no data | no data
4005.0 | UNIT 1 TURBINE BLDG AHU 12 DSW | 01-HVC-DSW-28 | 01-LVB-PPL-1111 BR 10 NE CORNER TURBINE BUILDING | no data | no data | 480 V CIRCUIT BREACKER | no data | no data | OPEN | CLOSED | no data | no data
4006.0 | UNIT 1 TURBINE BLDG ROLL UP DOOR 2 | 01-HVC-DOR-02 | 01-LVB-PPL-1111 BR 11 NE CORNER TURBINE BUILDING | no data | no data | 480 V CIRCUIT BREACKER | no data | no data | OPEN | CLOSED | no data | no data
4007.0 | HRSG 1 IP STEAM OUTLET MOV MAIN PWR FEED | 01-MOV-HIS902 | 01-LVB-PPL-1112 BR 3 OUTSIDE HRSG SWG ENCLOSURE | no data | no data | 480 V CIRCUIT BREACKER | no data | no data | OPEN | CLOSED | no data | no data
4008.0 | HRSG 1 LP FEEDWATER INLET STOP MAIN PWR FEED | 01-MOV-HLS931 | 01-LVB-PPL-1112 BR 4 OUTSIDE HRSG SWG ENCLOSURE | no data | no data | 480 V CIRCUIT BREACKER | no data | no data | OPEN | CLOSED | no data | no data
4009.0 | HRRSG 1 LP ECON VENT MAIN PWR FEED | 01-MOV-HLS907 | 01-LVB-PPL-1112 BR 5 OUTSIDE HRSG SWG ENCLOSURE | no data | no data | 480 V CIRCUIT BREACKER | no data | no data | OPEN | CLOSED | no data | no data
4010.0 | HRSG 1 GRADE W 480 PANELBOARD 2 MAIN PWR FD | 01-LVB-PPL-11121 | 01-LVB-PPL-1112 BR 6 OUTSIDE HRSG SWG ENCLOSURE | no data | no data | 480 V CIRCUIT BREACKER | no data | no data | OPEN | CLOSED | no data | no data
4011.0 | UNIT 1 BFP A SOUND ENCLOSURE HEATER PWR FEED | 01-BFW-PNL-01A | 01-LVB-PPL-1112 BR 7 OUTSIDE HRSG SWG ENCLOSURE | no data | no data | 480 V CIRCUIT BREACKER | no data | no data | OPEN | CLOSED | no data | no data
4012.0 | UNIT 1 BFP B SOUND ENCLOSURE HEATER PWR FEED | 01-BFW-PNL-01B | 01-LVB-PPL-1112 BR 8 OUTSIDE HRSG SWG ENCLOSURE | no data | no data | 480 V CIRCUIT BREACKER | no data | no data | OPEN | CLOSED | no data | no data
4013.0 | UNIT 1 HRSG STACK HOIST PWR FEED | 01-HRG-HST-01 | 01-LVB-PPL-1112 BR 9 OUTSIDE HRSG SWG ENCLOSURE | no data | no data | 480 V CIRCUIT BREACKER | no data | no data | OPEN | CLOSED | no data | no data
4014.0 | PIPERACK 1 WELDING RECEPT 9 480VAC | 01-LVB-RCP-09 | 01-LVB-PPL-1112 BR 10 OUTSIDE HRSG SWG ENCLOSURE | no data | no data | 480 V CIRCUIT BREACKER | no data | no data | OPEN | CLOSED | no data | no data
4015.0 | UNIT 1 CCF HP/IP PHOSPHATE & AMMONIA SYS | 01-CCF-DSW-02 | 01-LVB-PPL-1112 BR 11 OUTSIDE HRSG SWG ENCLOSURE | no data | no data | 480 V CIRCUIT BREACKER | no data | no data | OPEN | CLOSED | no data | no data
4016.0 | HRSG 1 LP SPARGING STEAM SHUTOFF VALVE | 01-MOV-HLS944 | 01-LVB-PPL-1112 BR 12 OUTSIDE HRSG SWG ENCLOSURE | no data | no data | 480 V CIRCUIT BREACKER | no data | no data | OPEN | CLOSED | no data | no data
4017.0 | HRSG 1 LP INTERMITTENT BD STOP MAIN PWR FEED | 01-MOV-HLS908 | 01-LVB-PPL-1112 BR 13 OUTSIDE HRSG SWG ENCLOSURE | no data | no data | 480 V CIRCUIT BREACKER | no data | no data | OPEN | CLOSED | no data | no data
4018.0 | HRSG 1 HP ATTEMP SPRAY WATER STOP MOV PWR | 01-MOV-HHS908 | 01-LVB-PPL-1112 BR 14 OUTSIDE HRSG SWG ENCLOSURE | no data | no data | 480 V CIRCUIT BREACKER | no data | no data | OPEN | CLOSED | no data | no data
4019.0 | UNIT 1 HP STEAM BYPASS VALVE HOIST PWR FEED | 01-HPS-HST-01 | 01-LVB-PPL-1112 BR 15 OUTSIDE HRSG SWG ENCLOSURE | no data | no data | 480 V CIRCUIT BREACKER | no data | no data | OPEN | CLOSED | no data | no data
4020.0 | HRSG 1 IP SH MOV VENT VLV 480VAC | 01-MOV-HIS946 | 01-LVB-PPL-1112 BR 16 OUTSIDE HRSG SWG ENCLOSURE | no data | no data | 480 V CIRCUIT BREACKER | no data | no data | OPEN | CLOSED | no data | no data
4021.0 | UNIT 1 BFW PUMP 01A HOIST 480VAC PWR FEED | 01-BFW-HST-01A | 01-LVB-PPL-1112 BR 17 OUTSIDE HRSG SWG ENCLOSURE | no data | no data | 480 V CIRCUIT BREACKER | no data | no data | OPEN | CLOSED | no data | no data
4022.0 | UNIT 1 BFW PUMP 01B HOIST 480VAC PWR FEED | 01-BFW-HST-01B | 01-LVB-PPL-1112 BR 18 OUTSIDE HRSG SWG ENCLOSURE | no data | no data | 480 V CIRCUIT BREACKER | no data | no data | OPEN | CLOSED | no data | no data
4023.0 | PIPERACK 1 WELDING RECEPT 10 480VAC | 01-LVB-RCP-10 | 01-LVB-PPL-1112 BR 19 OUTSIDE HRSG SWG ENCLOSURE | no data | no data | 480 V CIRCUIT BREACKER | no data | no data | OPEN | CLOSED | no data | no data
4024.0 | PIPERACK 1 WELDING RECEPT 11 480VAC | 01-LVB-RCP-11 | 01-LVB-PPL-1112 BR 20 OUTSIDE HRSG SWG ENCLOSURE | no data | no data | 480 V CIRCUIT BREACKER | no data | no data | OPEN | CLOSED | no data | no data
4025.0 | PIPERACK 1 WELDING RECEPT 12 480VAC | 01-LVB-RCP-12 | 01-LVB-PPL-1112 BR 21 OUTSIDE HRSG SWG ENCLOSURE | no data | no data | 480 V CIRCUIT BREACKER | no data | no data | OPEN | CLOSED | no data | no data
4026.0 | PIPERACK 1 WELDING RECEPT 13 480VAC | 01-LVB-RCP-13 | 01-LVB-PPL-1112 BR 22 OUTSIDE HRSG SWG ENCLOSURE | no data | no data | 480 V CIRCUIT BREACKER | no data | no data | OPEN | CLOSED | no data | no data
4028.0 | UNIT 1 BFW PMP 01A HP DISCH BYP VLV PWR | 01-MOV-BFW146 | 01-LVB-PPL-1113 BR 2 PIPE RACK 1 BY STARTUP HTR | no data | no data | 480 V CIRCUIT BREACKER | no data | no data | OPEN | CLOSED | no data | no data
4030.0 | UNIT 1 BFW PMP 01B HP DISCH BYP VLV PWR | 01-MOV-BFW186 | 01-LVB-PPL-1113 BR 4 PIPE RACK 1 BY STARTUP HTR | no data | no data | 480 V CIRCUIT BREACKER | no data | no data | OPEN | CLOSED | no data | no data
4032.0 | UNIT 1 BFW PMP 01A IP DISCH BYP VLV PWR | 01-MOV-BFW140 | 01-LVB-PPL-1113 BR 6 PIPE RACK 1 BY STARTUP HTR | no data | no data | 480 V CIRCUIT BREACKER | no data | no data | OPEN | CLOSED | no data | no data
4033.0 | UNIT 1 BFW PMP 01B IP DISCH BYP VLV PWR | 01-MOV-BFW180 | 01-LVB-PPL-1113 BR 7 PIPE RACK 1 BY STARTUP HTR | no data | no data | 480 V CIRCUIT BREACKER | no data | no data | OPEN | CLOSED | no data | no data
4035.0 | UNIT 1 AUXBLR TO STM SEP INLET BYP VLV PWR | 01-MOV-AXS322 | 01-LVB-PPL-1113 BR 9 PIPE RACK 1 BY STARTUP HTR | no data | no data | 480 V CIRCUIT BREACKER | no data | no data | OPEN | CLOSED | no data | no data
4037.0 | FUEL GAS AREA WELDING RECEPT | 00-LVB-RCP-02 | 01-LVB-PPL-1113 BR 11 PIPE RACK 1 BY STARTUP HTR | no data | no data | 480 V CIRCUIT BREACKER | no data | no data | OPEN | CLOSED | no data | no data
4038.0 | UNIT 1 ACHE AREA WELDING RECEPT 480VAC | 01-LVB-RCP-02 | 01-LVB-PPL-1114 BR 1 OUTSIDE HRSG SWG ENCLOSURE | no data | no data | 480 V CIRCUIT BREACKER | no data | no data | OPEN | CLOSED | no data | no data
4039.0 | UNIT 1 SMPL PNL 8 TON TCU MAIN 480VAC | 01-SMP-HEX-01 | 01-LVB-PPL-1114 BR 3 OUTSIDE HRSG SWG ENCLOSURE | no data | no data | 480 V CIRCUIT BREACKER | no data | no data | OPEN | CLOSED | no data | no data
4040.0 | UNIT 1 OIL/WATER SEPERATOR PWR 480VAC | 01-WDR-CPL-01 | 01-LVB-PPL-1114 BR 4 OUTSIDE HRSG SWG ENCLOSURE | no data | no data | 480 V CIRCUIT BREACKER | no data | no data | OPEN | CLOSED | no data | no data
4041.0 | HRSG 1 HP SH #1 DRAIN POT STOP MOV MAIN PWR | 01-MOV-HHS910 | 01-LVB-PPL-1114 BR 5 OUTSIDE HRSG SWG ENCLOSURE | no data | no data | 480 V CIRCUIT BREACKER | no data | no data | OPEN | CLOSED | no data | no data
4042.0 | HRSG 1 HP FEEDWATER STOP MOV MAIN PWR FEED | 01-MOV-HHS941 | 01-LVB-PPL-1114 BR 6 OUTSIDE HRSG SWG ENCLOSURE | no data | no data | 480 V CIRCUIT BREACKER | no data | no data | OPEN | CLOSED | no data | no data
4043.0 | HRSG 1 IP FEEDWATER INLET STOP VLV MAIN PWR | 01-MOV-HIS941 | 01-LVB-PPL-1114 BR 7 OUTSIDE HRSG SWG ENCLOSURE | no data | no data | 480 V CIRCUIT BREACKER | no data | no data | OPEN | CLOSED | no data | no data
4044.0 | HRSG 1 HP BD MANIFOLD DRN MOV MAIN PWR FEED | 01-MOV-HBD941 | 01-LVB-PPL-1114 BR 8 OUTSIDE HRSG SWG ENCLOSURE | no data | no data | 480 V CIRCUIT BREACKER | no data | no data | OPEN | CLOSED | no data | no data
4045.0 | HRSG 1 IP BD MANIFOLD DRAIN MAIN PWR FEED | 01-MOV-HBD942 | 01-LVB-PPL-1114 BR 9 OUTSIDE HRSG SWG ENCLOSURE | no data | no data | 480 V CIRCUIT BREACKER | no data | no data | OPEN | CLOSED | no data | no data
4046.0 | HRSG 1 LP BD MANIFOLD DRN MAIN PWR FEED | 01-MOV-HBD943 | 01-LVB-PPL-1114 BR 10 OUTSIDE HRSG SWG ENCLOSURE | no data | no data | 480 V CIRCUIT BREACKER | no data | no data | OPEN | CLOSED | no data | no data
4047.0 | HRSP 1 HP INTERMITTENT BD DTOP MAIN PWR FEED | 01-MOV-HHS909 | 01-LVB-PPL-1114 BR 11 OUTSIDE HRSG SWG ENCLOSURE | no data | no data | 480 V CIRCUIT BREACKER | no data | no data | OPEN | CLOSED | no data | no data
4048.0 | HRSP 1 HP INTERMITTENT BD DTOP MAIN PWR FEED | 01-MOV-HHS912 | 01-LVB-PPL-1114 BR 13 OUTSIDE HRSG SWG ENCLOSURE | no data | no data | 480 V CIRCUIT BREACKER | no data | no data | OPEN | CLOSED | no data | no data
4049.0 | 5 TON HVAC #1 | null | 01-LVB-PPL-1115 BR 1 INSIDE HRSG SWG ENCLOSURE | no data | no data | 480 V CIRCUIT BREACKER | no data | no data | OPEN | CLOSED | no data | no data
4050.0 | 5 TON HVAC #2 | null | 01-LVB-PPL-1115 BR 2 INSIDE HRSG SWG ENCLOSURE | no data | no data | 480 V CIRCUIT BREACKER | no data | no data | OPEN | CLOSED | no data | no data
4051.0 | 5 TON HVAC #3 | null | 01-LVB-PPL-1115 BR 3 INSIDE HRSG SWG ENCLOSURE | no data | no data | 480 V CIRCUIT BREACKER | no data | no data | OPEN | CLOSED | no data | no data
4052.0 | HRSG 1 BFW LOL HTR A 480VAC | 01-BFW-HTR-02A | 01-LVB-PPL-1115 BR 7 INSIDE HRSG SWG ENCLOSURE | no data | no data | 480 V CIRCUIT BREACKER | no data | no data | OPEN | CLOSED | no data | no data
4053.0 | HRSG 1 BFW LOL HTR B 480VAC | 01-BFW-HTR-02B | 01-LVB-PPL-1115 BR 8 INSIDE HRSG SWG ENCLOSURE | no data | no data | 480 V CIRCUIT BREACKER | no data | no data | OPEN | CLOSED | no data | no data
4054.0 | WELDING RECEPTACLE | null | 01-LVB-PPL-1115 BR 9 INSIDE HRSG SWG ENCLOSURE | no data | no data | 480 V CIRCUIT BREACKER | no data | no data | OPEN | CLOSED | no data | no data
4055.0 | FGS CND BMS CPL SKD 7 MAIN 480VAC | 00-FGS-CPL-12 | 01-LVB-PPL-1115 BR 10 INSIDE HRSG SWG ENCLOSURE | no data | no data | 480 V CIRCUIT BREACKER | no data | no data | OPEN | CLOSED | no data | no data
4056.0 | UNIT 1 CEMS DSW 01 480VAC | 01-CEM-DSW-01 | 01-LVB-PPL-1115 BR 12 INSIDE HRSG SWG ENCLOSURE | no data | no data | 480 V CIRCUIT BREACKER | no data | no data | OPEN | CLOSED | no data | no data
4057.0 | INTERIOR LIGHTING | null | 01-LVD-PPL-1111 BR INSIDE HRSG SWG ENCLOSURE | no data | no data | 208/120VAC CIRCUIT BREAKER | no data | no data | OPEN | CLOSED | no data | no data
4058.0 | EXTERIOR GFCI RECEPTACLES | null | 01-LVD-PPL-1111 BR INSIDE HRSG SWG ENCLOSURE | no data | no data | 208/120VAC CIRCUIT BREAKER | no data | no data | OPEN | CLOSED | no data | no data
4059.0 | INTERIOR GFCI RECEPTACLES | null | 01-LVD-PPL-1111 BR INSIDE HRSG SWG ENCLOSURE | no data | no data | 208/120VAC CIRCUIT BREAKER | no data | no data | OPEN | CLOSED | no data | no data
4060.0 | EXTERIOR LIGHTS HRSG ENCLOSURE 120VAC | 01-LTG-CNT-1111 | 01-LVD-PPL-1111 BR INSIDE HRSG SWG ENCLOSURE | no data | no data | 208/120VAC CIRCUIT BREAKER | no data | no data | OPEN | CLOSED | no data | no data
4061.0 | MCC-111 SECTION SPACE HEATER SUPPLY #1 | null | 01-LVD-PPL-1111 BR INSIDE HRSG SWG ENCLOSURE | no data | no data | 208/120VAC CIRCUIT BREAKER | no data | no data | OPEN | CLOSED | no data | no data
4062.0 | LIGHTING CONTACTOR COIL 120VAC | 01-LTG-CNT-1111 | 01-LVD-PPL-1111 BR INSIDE HRSG SWG ENCLOSURE | no data | no data | 208/120VAC CIRCUIT BREAKER | no data | no data | OPEN | CLOSED | no data | no data
4063.0 | HVAC 1 PRESSURIZATION MODULE | null | 01-LVD-PPL-1111 BR INSIDE HRSG SWG ENCLOSURE | no data | no data | 208/120VAC CIRCUIT BREAKER | no data | no data | OPEN | CLOSED | no data | no data
4064.0 | HVAC 2 PRESSURIZATION MODULE | null | 01-LVD-PPL-1111 BR INSIDE HRSG SWG ENCLOSURE | no data | no data | 208/120VAC CIRCUIT BREAKER | no data | no data | OPEN | CLOSED | no data | no data
4065.0 | LV SWGR 11/21 SPACE HEATER SUPPLY #1 | null | 01-LVD-PPL-1111 BR INSIDE HRSG SWG ENCLOSURE | no data | no data | 208/120VAC CIRCUIT BREAKER | no data | no data | OPEN | CLOSED | no data | no data
4066.0 | NSBD - 11 SPACE HEATER SUPPLY | null | 01-LVD-PPL-1111 BR INSIDE HRSG SWG ENCLOSURE | no data | no data | 208/120VAC CIRCUIT BREAKER | no data | no data | OPEN | CLOSED | no data | no data
4067.0 | MCC-111 MOTOR SPACE HEATER SUPPLY #1 | null | 01-LVD-PPL-1111 BR INSIDE HRSG SWG ENCLOSURE | no data | no data | 208/120VAC CIRCUIT BREAKER | no data | no data | OPEN | CLOSED | no data | no data
4068.0 | HVAC 4 PRESSURIZATION MODULE | null | 01-LVD-PPL-1111 BR INSIDE HRSG SWG ENCLOSURE | no data | no data | 208/120VAC CIRCUIT BREAKER | no data | no data | OPEN | CLOSED | no data | no data
4069.0 | HVAC 3 PRESSURIZATION MODULE | null | 01-LVD-PPL-1111 BR INSIDE HRSG SWG ENCLOSURE | no data | no data | 208/120VAC CIRCUIT BREAKER | no data | no data | OPEN | CLOSED | no data | no data
4070.0 | HVAC 6 PRESSURIZATION MODULE | null | 01-LVD-PPL-1111 BR INSIDE HRSG SWG ENCLOSURE | no data | no data | 208/120VAC CIRCUIT BREAKER | no data | no data | OPEN | CLOSED | no data | no data
4071.0 | HVAC 5 PRESSURIZATION MODULE | null | 01-LVD-PPL-1111 BR INSIDE HRSG SWG ENCLOSURE | no data | no data | 208/120VAC CIRCUIT BREAKER | no data | no data | OPEN | CLOSED | no data | no data
4073.0 | DCS CAB 00-DCS-CAB-60 UTILITY POWER | null | 01-LVD-PPL-1111 BR INSIDE HRSG SWG ENCLOSURE | no data | no data | 208/120VAC CIRCUIT BREAKER | no data | no data | OPEN | CLOSED | no data | no data
4074.0 | PRESSURE MONITORING PANEL | null | 01-LVD-PPL-1111 BR INSIDE HRSG SWG ENCLOSURE | no data | no data | 208/120VAC CIRCUIT BREAKER | no data | no data | OPEN | CLOSED | no data | no data
4075.0 | MCC 111 SPACE HEATER 2 | null | 01-LVD-PPL-1111 BR INSIDE HRSG SWG ENCLOSURE | no data | no data | 208/120VAC CIRCUIT BREAKER | no data | no data | OPEN | CLOSED | no data | no data
4076.0 | CONVENIENCE RECPTS UNIT 1 PIPE RACK | 01-0201-R1 | 01-LVD-PPL-1111 BR INSIDE HRSG SWG ENCLOSURE | no data | no data | 208/120VAC CIRCUIT BREAKER | no data | no data | OPEN | CLOSED | no data | no data
4077.0 | CONV. RECPTS UNIT 1 PIPE RACK GROUND LEVEL | 01-0101-R1 | 01-LVD-PPL-1111 BR INSIDE HRSG SWG ENCLOSURE | no data | no data | 208/120VAC CIRCUIT BREAKER | no data | no data | OPEN | CLOSED | no data | no data
4078.0 | CONV. RECEPT UNIT 1 HRSG GROUND LEVEL | 01-0401-R1 | 01-LVD-PPL-1111 BR INSIDE HRSG SWG ENCLOSURE | no data | no data | 208/120VAC CIRCUIT BREAKER | no data | no data | OPEN | CLOSED | no data | no data
4079.0 | CONVENIENCE RECPT FUEL GAS AREA | 00-0101-R1 | 01-LVD-PPL-1111 BR INSIDE HRSG SWG ENCLOSURE | no data | no data | 208/120VAC CIRCUIT BREAKER | no data | no data | OPEN | CLOSED | no data | no data
4080.0 | UNIT 1 PIPE RACK GROUND LEVEL LIGHTS 208VAC | 01-LTG-CNT-1111 | 01-LVD-PPL-1111 BR INSIDE HRSG SWG ENCLOSURE | no data | no data | 208/120VAC CIRCUIT BREAKER | no data | no data | OPEN | CLOSED | no data | no data
4081.0 | UNIT 1 ACHE & COMPR. AREA GRND LEVEL LIGHTS | 01-LTG-CNT-1111 | 01-LVD-PPL-1111 BR INSIDE HRSG SWG ENCLOSURE | no data | no data | 208/120VAC CIRCUIT BREAKER | no data | no data | OPEN | CLOSED | no data | no data
4082.0 | UNIT 1 BELOW HRSG LIGHTS 208VAC | 01-LTG-CNT-1111 | 01-LVD-PPL-1111 BR INSIDE HRSG SWG ENCLOSURE | no data | no data | 208/120VAC CIRCUIT BREAKER | no data | no data | OPEN | CLOSED | no data | no data
4083.0 | FUEL GAS AREA LIGHTS 208VAC | 01-LTG-CNT-1111 | 01-LVD-PPL-1111 BR INSIDE HRSG SWG ENCLOSURE | no data | no data | 208/120VAC CIRCUIT BREAKER | no data | no data | OPEN | CLOSED | no data | no data
4084.0 | HRSG 1 HP ECON VENT MAIN PWR FEED | 01-MOV-HHS942 | 01-LVB-PPL-11121 BR 4 OUTSIDE HRSG SWG ENCLOSURE | no data | no data | 480 V CIRCUIT BREACKER | no data | no data | OPEN | CLOSED | no data | no data
4085.0 | HRSG 1 IP FEEDWATER FGH STOP VLV MAIN FEED | 01-MOV-HIS904 | 01-LVB-PPL-11121 BR 5 OUTSIDE HRSG SWG ENCLOSURE | no data | no data | 480 V CIRCUIT BREACKER | no data | no data | OPEN | CLOSED | no data | no data
4086.0 | HRSG 1 HP CASCADING BD ISOLATION MAIN FEED | 01-MOV-HHS943 | 01-LVB-PPL-11121 BR 6 OUTSIDE HRSG SWG ENCLOSURE | no data | no data | 480 V CIRCUIT BREACKER | no data | no data | OPEN | CLOSED | no data | no data
4087.0 | HRSG 1 IP CONT BLOWDOWN STOP MAIN FEED | 01-MOV-HIS905 | 01-LVB-PPL-11121 BR 7 OUTSIDE HRSG SWG ENCLOSURE | no data | no data | 480 V CIRCUIT BREACKER | no data | no data | OPEN | CLOSED | no data | no data
4088.0 | HRSG 1 IP STEAM STOP MAIN PWR FEED | 01-MOV-HIS908 | 01-LVB-PPL-11121 BR 8 OUTSIDE HRSG SWG ENCLOSURE | no data | no data | 480 V CIRCUIT BREACKER | no data | no data | OPEN | CLOSED | no data | no data
4089.0 | HRSG 1 IP INTERMITTENT BD STOP MAIN FEED | 01-MOV-HIS916 | 01-LVB-PPL-11121 BR 9 OUTSIDE HRSG SWG ENCLOSURE | no data | no data | 480 V CIRCUIT BREACKER | no data | no data | OPEN | CLOSED | no data | no data
4090.0 | HRSG 1 IP SPARGING STEAM STOP MAIN PWR FEED | 01-MOV-HIS909 | 01-LVB-PPL-11121 BR 10 OUTSIDE HRSG SWG ENCLOSURE | no data | no data | 480 V CIRCUIT BREACKER | no data | no data | OPEN | CLOSED | no data | no data
4091.0 | HRSG 1 IP INTERMITTENT BD STOP MAIN FEED | 01-MOV-HIS917 | 01-LVB-PPL-11121 BR 11 OUTSIDE HRSG SWG ENCLOSURE | no data | no data | 480 V CIRCUIT BREACKER | no data | no data | OPEN | CLOSED | no data | no data
4092.0 | HRSG 1 IP ECON VENT STOP MAIN PWR FEED | 01-MOV-HIS943 | 01-LVB-PPL-11121 BR 12 OUTSIDE HRSG SWG ENCLOSURE | no data | no data | 480 V CIRCUIT BREACKER | no data | no data | OPEN | CLOSED | no data | no data
4093.0 | HRSG 1 HP SPARGING STEAM MOV MAIN FEED | 01-MOV-HHS904 | 01-LVB-PPL-11121 BR 13 OUTSIDE HRSG SWG ENCLOSURE | no data | no data | 480 V CIRCUIT BREACKER | no data | no data | OPEN | CLOSED | no data | no data
4094.0 | HRSG 1 ATTEMP DRAIN POT STOP MOV MAIN FEED | 01-MOV-HHS911 | 01-LVB-PPL-11121 BR 14 OUTSIDE HRSG SWG ENCLOSURE | no data | no data | 480 V CIRCUIT BREACKER | no data | no data | OPEN | CLOSED | no data | no data
4095.0 | 5 TON HVAC #4 | null | 01-LVB-PPL-2112 BR 1,3,5 INSIDE HRSG SWG ENCLOSURE | no data | no data | 480 V CIRCUIT BREACKER | no data | no data | OPEN | CLOSED | no data | no data
4096.0 | 5 TON HVAC #5 | null | 01-LVB-PPL-2112 BR 2,4,6 INSIDE HRSG SWG ENCLOSURE | no data | no data | 480 V CIRCUIT BREACKER | no data | no data | OPEN | CLOSED | no data | no data
4097.0 | 5 TON HVAC #6 | null | 01-LVB-PPL-2112 BR 7,9,11 INSIDE HRSG SWG ENCLOSURE | no data | no data | 480 V CIRCUIT BREACKER | no data | no data | OPEN | CLOSED | no data | no data
4098.0 | HRSG 1 RHT ATTEMP SPRAY WATER STOP PWR FEED | 01-MOV-HRS912 | 01-LVB-PPL-2112 BR 8,10,12 INSIDE HRSG SWG ENCLOSURE | no data | no data | 480 V CIRCUIT BREACKER | no data | no data | OPEN | CLOSED | no data | no data
4099.0 | HRSG 1 REHEAT ATTEMP LOOP DRAIN POT PWR FEED | 01-MOV-HRS914 | 01-LVB-PPL-2112 BR 13.15.17 INSIDE HRSG SWG ENCLOSURE | no data | no data | 480 V CIRCUIT BREACKER | no data | no data | OPEN | CLOSED | no data | no data
4100.0 | HRSG 1 LP STEAM STARTUP VENT STOP MOV PWR | 01-MOV-HLS905 | 01-LVB-PPL-2112 BR 14,16,18 INSIDE HRSG SWG ENCLOSURE | no data | no data | 480 V CIRCUIT BREACKER | no data | no data | OPEN | CLOSED | no data | no data
4101.0 | HRSG 1 IP FEEDWATER INLET STOP VLV PWR FEED | 01-MOV-HLS902 | 01-LVB-PPL-2112 BR 19,21,23 INSIDE HRSG SWG ENCLOSURE | no data | no data | 480 V CIRCUIT BREACKER | no data | no data | OPEN | CLOSED | no data | no data
4102.0 | HRSG 1 LP STEAM OUTLET STOP MAIN PWR FEED | 01-MOV-HLS906 | 01-LVB-PPL-2112 BR 20,22,24 INSIDE HRSG SWG ENCLOSURE | no data | no data | 480 V CIRCUIT BREACKER | no data | no data | OPEN | CLOSED | no data | no data
4103.0 | HRSG 1 IP OUTLET DRAIN POT STOP MOV PWR FEED | 01-MOV-HIS918 | 01-LVB-PPL-2112 BR 25,27,29 INSIDE HRSG SWG ENCLOSURE | no data | no data | 480 V CIRCUIT BREACKER | no data | no data | OPEN | CLOSED | no data | no data
4104.0 | HRSG 1 IP DRAIN POT STOP MOV MAIN PWR FEED | 01-MOV-HIS915 | 01-LVB-PPL-2112 BR 26,28,30 INSIDE HRSG SWG ENCLOSURE | no data | no data | 480 V CIRCUIT BREACKER | no data | no data | OPEN | CLOSED | no data | no data
4105.0 | UNIT 1 CEMS DSW 02 480VAC | 01-CEM-DSW-02 | 01-LVB-PPL-2112 BR 32,34,36 INSIDE HRSG SWG ENCLOSURE | no data | no data | 480 V CIRCUIT BREACKER | no data | no data | OPEN | CLOSED | no data | no data
4106.0 | FGS CMP A STARTER ENCL OIL RSVR HTR 1/2 | 00-FGS-CPL-02A-200 | 01-LVB-PPL-2113 BR 7,9,11 OUTSIDE CHROMATOGRAPH BLDG | no data | no data | 480 V CIRCUIT BREACKER | no data | no data | OPEN | CLOSED | no data | no data
4107.0 | FGS CMP B STARTER ENCL OIL RSVR HTR 1/2 | 00-FGS-CPL-02B | 01-LVB-PPL-2113 BR 8,10,12 OUTSIDE CHROMATOGRAPH BLDG | no data | no data | 480 V CIRCUIT BREACKER | no data | no data | OPEN | CLOSED | no data | no data
4108.0 | FGS CMP C STARTER ENCL OIL RSVR HTR 1/2 | 00-FGS-CPL-02C-200 | 01-LVB-PPL-2113 BR 13,15,17 OUTSIDE CHROMATOGRAPH BLDG | no data | no data | 480 V CIRCUIT BREACKER | no data | no data | OPEN | CLOSED | no data | no data
4109.0 | FGS COND LOAD CENTER XFMR | 01-LVB-PPL-21132 | 01-LVB-PPL-2113 BR 14,16,18 OUTSIDE CHROMATOGRAPH BLDG | no data | no data | 480 V CIRCUIT BREACKER | no data | no data | OPEN | CLOSED | no data | no data
4110.0 | FGS COMP N2 GEN HTR A | 00-FGS-JBX-03 | 01-LVB-PPL-2113 BR 25,27,29 OUTSIDE CHROMATOGRAPH BLDG | no data | no data | 480 V CIRCUIT BREACKER | no data | no data | OPEN | CLOSED | no data | no data
4111.0 | FGS COMP N2 GEN HTR B | 00-FGS-JBX-03 | 01-LVB-PPL-2113 BR 26,28,30 OUTSIDE CHROMATOGRAPH BLDG | no data | no data | 480 V CIRCUIT BREACKER | no data | no data | OPEN | CLOSED | no data | no data
4112.0 | FGS COMP N2 ENCL HTR A/B | 00-FGS-JBX-03 | 01-LVB-PPL-2113 BR 31,33,35 OUTSIDE CHROMATOGRAPH BLDG | no data | no data | 480 V CIRCUIT BREACKER | no data | no data | OPEN | CLOSED | no data | no data
4113.0 | UNIT 1 OIL-IN-WATER ANALYZER PWR 120VAC | 01-WDR-PNL-02 | 01-LVD-PPL-2111 BR 1 INSIDE HRSG SWG ENCLOSURE | no data | no data | 208/120VAC CIRCUIT BREAKER | no data | no data | OPEN | CLOSED | no data | no data
4114.0 | UNIT 1 CT WASH WTR DRAINS TNK PWR 120VAC | 01-CTP-CPL-01 | 01-LVD-PPL-2111 BR 3 INSIDE HRSG SWG ENCLOSURE | no data | no data | 208/120VAC CIRCUIT BREAKER | no data | no data | OPEN | CLOSED | no data | no data
4115.0 | MCC-211 SECTION SPACE HEATER SUPPLY #1 | null | 01-LVD-PPL-2111 BR 5 INSIDE HRSG SWG ENCLOSURE | no data | no data | 208/120VAC CIRCUIT BREAKER | no data | no data | OPEN | CLOSED | no data | no data
4116.0 | HRG 1 DCT BNR MAIN 120VAC | 01-BUR-CPL-01 | 01-LVD-PPL-2111 BR 7 INSIDE HRSG SWG ENCLOSURE | no data | no data | 208/120VAC CIRCUIT BREAKER | no data | no data | OPEN | CLOSED | no data | no data
4117.0 | VIB MONITOR 01-VMS-CPL-01 UTILITY POWER | null | 01-LVD-PPL-2111 BR 9 INSIDE HRSG SWG ENCLOSURE | no data | no data | 208/120VAC CIRCUIT BREAKER | no data | no data | OPEN | CLOSED | no data | no data
4118.0 | MCC-211 MOTOR SPACE HEATER SUPPLY #1 | null | 01-LVD-PPL-2111 BR 11 INSIDE HRSG SWG ENCLOSURE | no data | no data | 208/120VAC CIRCUIT BREAKER | no data | no data | OPEN | CLOSED | no data | no data
4119.0 | FGS CMP B CPL MAIN 120VAC | 00-FGS-CPL-01B | 01-LVD-PPL-2111 BR 13 INSIDE HRSG SWG ENCLOSURE | no data | no data | 208/120VAC CIRCUIT BREAKER | no data | no data | OPEN | CLOSED | no data | no data
4120.0 | MVA XFR HRSG 1 B - SUS HEATERS | 01-MVA-XFR-21 | 01-LVD-PPL-2111 BR 15 INSIDE HRSG SWG ENCLOSURE | no data | no data | 208/120VAC CIRCUIT BREAKER | no data | no data | OPEN | CLOSED | no data | no data
4121.0 | DCS CAB 00-DCS-CAB-70 UTILITY POWER | null | 01-LVD-PPL-2111 BR 17 INSIDE HRSG SWG ENCLOSURE | no data | no data | 208/120VAC CIRCUIT BREAKER | no data | no data | OPEN | CLOSED | no data | no data
4122.0 | CONTRACT SPARE | null | 01-LVD-PPL-2111 BR 19 INSIDE HRSG SWG ENCLOSURE | no data | no data | 208/120VAC CIRCUIT BREAKER | no data | no data | OPEN | CLOSED | no data | no data
4123.0 | CONTRACT SPARE | null | 01-LVD-PPL-2111 BR 21 INSIDE HRSG SWG ENCLOSURE | no data | no data | 208/120VAC CIRCUIT BREAKER | no data | no data | OPEN | CLOSED | no data | no data
4124.0 | CONTRACT SPARE | null | 01-LVD-PPL-2111 BR 23 INSIDE HRSG SWG ENCLOSURE | no data | no data | 208/120VAC CIRCUIT BREAKER | no data | no data | OPEN | CLOSED | no data | no data
4125.0 | MCC-211 SECTION SPACE HEATER SUPPLY #2 | null | 01-LVD-PPL-2111 BR 25 INSIDE HRSG SWG ENCLOSURE | no data | no data | 208/120VAC CIRCUIT BREAKER | no data | no data | OPEN | CLOSED | no data | no data
4126.0 | CONTRACT SPARE | null | 01-LVD-PPL-2111 BR 27 INSIDE HRSG SWG ENCLOSURE | no data | no data | 208/120VAC CIRCUIT BREAKER | no data | no data | OPEN | CLOSED | no data | no data
4127.0 | CONVENIENCE RECPT UNIT 1 ACHE | 01-1201-R1 | 01-LVD-PPL-2111 BR 29 INSIDE HRSG SWG ENCLOSURE | no data | no data | 208/120VAC CIRCUIT BREAKER | no data | no data | OPEN | CLOSED | no data | no data
4128.0 | UNIT 1 PIPE RACK PLATFORM LIGHTING 208VAC | 01-LTG-CNT-2111 | 01-LVD-PPL-2111 BR 31,33 INSIDE HRSG SWG ENCLOSURE | no data | no data | 208/120VAC CIRCUIT BREAKER | no data | no data | OPEN | CLOSED | no data | no data
4129.0 | UNIT 1 ACHE UPPER DECK LIGHTING 208VAC | 01-LTG-CNT-2111 | 01-LVD-PPL-2111 BR 35,37 INSIDE HRSG SWG ENCLOSURE | no data | no data | 208/120VAC CIRCUIT BREAKER | no data | no data | OPEN | CLOSED | no data | no data
4130.0 | UNIT 1 BFP A SOUND ENCLOSURE EXHAUST FAN PWR FEED | 01-BFW-PNL-01A | 01-LVD-PPL-2111 BR 39 INSIDE HRSG SWG ENCLOSURE | no data | no data | 208/120VAC CIRCUIT BREAKER | no data | no data | OPEN | CLOSED | no data | no data
4131.0 | UNIT 1 BFP B SOUND ENCLOSURE EXHAUST FAN PWR FEED | 01-BFW-PNL-01B | 01-LVD-PPL-2111 BR 41 INSIDE HRSG SWG ENCLOSURE | no data | no data | 208/120VAC CIRCUIT BREAKER | no data | no data | OPEN | CLOSED | no data | no data
4132.0 | GS CMP N2 GENERATOR CTRL PNL MAIN 120VAC | 00-FGS-JBX-03 | 01-LVD-PPL-2111 BR 2 INSIDE HRSG SWG ENCLOSURE | no data | no data | 208/120VAC CIRCUIT BREAKER | no data | no data | OPEN | CLOSED | no data | no data
4133.0 | FGS CMP A CPL MAIN 120VAC | 00-FGS-CPL-01A | 01-LVD-PPL-2111 BR 4 INSIDE HRSG SWG ENCLOSURE | no data | no data | 208/120VAC CIRCUIT BREAKER | no data | no data | OPEN | CLOSED | no data | no data
4134.0 | LIGHTING CONTACTOR COIL120VAC | 01-LTG-CNT-2111 | 01-LVD-PPL-2111 BR 6 INSIDE HRSG SWG ENCLOSURE | no data | no data | 208/120VAC CIRCUIT BREAKER | no data | no data | OPEN | CLOSED | no data | no data
4135.0 | MVA XFR HRSG 1 A - SUS HEATERS | 01-MVA-XFR-11 | 01-LVD-PPL-2111 BR 8 INSIDE HRSG SWG ENCLOSURE | no data | no data | 208/120VAC CIRCUIT BREAKER | no data | no data | OPEN | CLOSED | no data | no data
4136.0 | NSBD - 21 SPACE HEATER SUPPLY | null | 01-LVD-PPL-2111 BR 10 INSIDE HRSG SWG ENCLOSURE | no data | no data | 208/120VAC CIRCUIT BREAKER | no data | no data | OPEN | CLOSED | no data | no data
4138.0 | FGS CMP C CPL MAIN 120VAC | 00-FGS-CPL-01C | 01-LVD-PPL-2111 BR 14 INSIDE HRSG SWG ENCLOSURE | no data | no data | 208/120VAC CIRCUIT BREAKER | no data | no data | OPEN | CLOSED | no data | no data
4139.0 | UNIT 1 SCR SKID SAFETY SHWR 120 VAC MAIN | 00-PWS-JBX-04 | 01-LVD-PPL-2111 BR 16 INSIDE HRSG SWG ENCLOSURE | no data | no data | 208/120VAC CIRCUIT BREAKER | no data | no data | OPEN | CLOSED | no data | no data
4140.0 | UNIT 2 OIL-IN-WATER ANALYZER PWR 120VAC | 02-WDR-PNL-02 | 01-LVD-PPL-2111 BR 18 INSIDE HRSG SWG ENCLOSURE | no data | no data | 208/120VAC CIRCUIT BREAKER | no data | no data | OPEN | CLOSED | no data | no data
4141.0 | CONTRACT SPARE | null | 01-LVD-PPL-2111 BR 20 INSIDE HRSG SWG ENCLOSURE | no data | no data | 208/120VAC CIRCUIT BREAKER | no data | no data | OPEN | CLOSED | no data | no data
4142.0 | CONTRACT SPARE | null | 01-LVD-PPL-2111 BR 22 INSIDE HRSG SWG ENCLOSURE | no data | no data | 208/120VAC CIRCUIT BREAKER | no data | no data | OPEN | CLOSED | no data | no data
4143.0 | CONTRACT SPARE | null | 01-LVD-PPL-2111 BR 24 INSIDE HRSG SWG ENCLOSURE | no data | no data | 208/120VAC CIRCUIT BREAKER | no data | no data | OPEN | CLOSED | no data | no data
4144.0 | CONTRACT SPARE | null | 01-LVD-PPL-2111 BR 26 INSIDE HRSG SWG ENCLOSURE | no data | no data | 208/120VAC CIRCUIT BREAKER | no data | no data | OPEN | CLOSED | no data | no data
4145.0 | CONTRACT SPARE | null | 01-LVD-PPL-2111 BR 28 INSIDE HRSG SWG ENCLOSURE | no data | no data | 208/120VAC CIRCUIT BREAKER | no data | no data | OPEN | CLOSED | no data | no data
4146.0 | EXTERIOR LIGTHS UNIT 1 PIPE RACK PLATFORMS 208VAC | 01-LTG-CNT-2111 | 01-LVD-PPL-2111 BR 30,32 INSIDE HRSG SWG ENCLOSURE | no data | no data | 208/120VAC CIRCUIT BREAKER | no data | no data | OPEN | CLOSED | no data | no data
4147.0 | UNIT 1 ACHE UPPER DECK LIGHTING 208VAC | 01-LTG-CNT-2111 | 01-LVD-PPL-2111 BR 34,36 INSIDE HRSG SWG ENCLOSURE | no data | no data | 208/120VAC CIRCUIT BREAKER | no data | no data | OPEN | CLOSED | no data | no data
4148.0 | PRESSURE REDUCTION UNIT HEATED REGULATOR 120 VAC | 00MBP01CQ105 | 01-LVD-PPL-2111 BR 38 INSIDE HRSG SWG ENCLOSURE | no data | no data | 208/120VAC CIRCUIT BREAKER | no data | no data | OPEN | CLOSED | no data | no data
4149.0 | UNIT 1 TURBINE BUILDING 480V PANELBOARD SW | null | 01-LVB-SWB-2113 BR NE CORNER TURBINE BLDG | no data | no data |  | no data | no data | OPEN | CLOSED | no data | no data
4150.0 | UNIT 1 TUR BLDG 480V/208-120V AC DIST XFR 1 | null | 01-LVB-SWB-2113 BR NE CORNER TURBINE BLDG | no data | no data |  | no data | no data | OPEN | CLOSED | no data | no data
4151.0 | UNIT 1 TURBINE BUILDING 480V PANELBOARD SE | null | 01-LVB-SWB-2113 BR NE CORNER TURBINE BLDG | no data | no data |  | no data | no data | OPEN | CLOSED | no data | no data
4152.0 | LIGHTING CONTACTOR COIL 120VAC | 01-LTG-CNT-21131 | 01-LVD-PPL-21131 BR 1 NE CORNER TURBINE BLDG | no data | no data | 208/120VAC CIRCUIT BREAKER | no data | no data | OPEN | CLOSED | no data | no data
4153.0 | UNIT 1 TURBINE BLDG EAST WALL INTAKE LOUVER 19 | 01-HVC-LVR-19 | 01-LVD-PPL-21131 BR 3 NE CORNER TURBINE BLDG | no data | no data | 208/120VAC CIRCUIT BREAKER | no data | no data | OPEN | CLOSED | no data | no data
4154.0 | UNIT 1 TURBINE BLDG GAS HEATER FAN 14 120 VAC | 01-HVC-HTR-14 | 01-LVD-PPL-21131 BR 5 NE CORNER TURBINE BLDG | no data | no data | 208/120VAC CIRCUIT BREAKER | no data | no data | OPEN | CLOSED | no data | no data
4155.0 | UNIT 1 TURBINE BLDG GAS HEATER FAN 15 120 VAC | 01-HVC-HTR-15 | 01-LVD-PPL-21131 BR 7 NE CORNER TURBINE BLDG | no data | no data | 208/120VAC CIRCUIT BREAKER | no data | no data | OPEN | CLOSED | no data | no data
4156.0 | UNIT 1 TURBINE BLDG GAS HEATER FAN 16 120 VAC | 01-HVC-HTR-16 | 01-LVD-PPL-21131 BR 9 NE CORNER TURBINE BLDG | no data | no data | 208/120VAC CIRCUIT BREAKER | no data | no data | OPEN | CLOSED | no data | no data
4157.0 | UNIT 1 TURBINE HVAC CONTROL PANEL 12 120 VAC | 01-HVC-CPL-12 | 01-LVD-PPL-21131 BR 11 NE CORNER TURBINE BLDG | no data | no data | 208/120VAC CIRCUIT BREAKER | no data | no data | OPEN | CLOSED | no data | no data
4158.0 | UNIT 1 TURBINE HVAC CONTROL PANEL 2 120 VAC | 01-HVC-CPL-11 | 01-LVD-PPL-21131 BR 13 NE CORNER TURBINE BLDG | no data | no data | 208/120VAC CIRCUIT BREAKER | no data | no data | OPEN | CLOSED | no data | no data
4159.0 | ST 1 DRNS SUMP PMP CTRL PNL REDUNDANT 2 120VAC | 01-PDR-CPL-01 | 01-LVD-PPL-21131 BR 15 NE CORNER TURBINE BLDG | no data | no data | 208/120VAC CIRCUIT BREAKER | no data | no data | OPEN | CLOSED | no data | no data
4160.0 | CONTRACT SPARE | null | 01-LVD-PPL-21131 BR 19 NE CORNER TURBINE BLDG | no data | no data | 208/120VAC CIRCUIT BREAKER | no data | no data | OPEN | CLOSED | no data | no data
4161.0 | CONTRACT SPARE | null | 01-LVD-PPL-21131 BR 21 NE CORNER TURBINE BLDG | no data | no data | 208/120VAC CIRCUIT BREAKER | no data | no data | OPEN | CLOSED | no data | no data
4162.0 | CONTRACT SPARE | null | 01-LVD-PPL-21131 BR 23 NE CORNER TURBINE BLDG | no data | no data | 208/120VAC CIRCUIT BREAKER | no data | no data | OPEN | CLOSED | no data | no data
4163.0 | CONTRACT SPARE | null | 01-LVD-PPL-21131 BR 25 NE CORNER TURBINE BLDG | no data | no data | 208/120VAC CIRCUIT BREAKER | no data | no data | OPEN | CLOSED | no data | no data
4164.0 | CONTRACT SPARE | null | 01-LVD-PPL-21131 BR 27 NE CORNER TURBINE BLDG | no data | no data | 208/120VAC CIRCUIT BREAKER | no data | no data | OPEN | CLOSED | no data | no data
4165.0 | CONVENIENCE RECPTS UNIT 1 TURBINE BUILDING | 01-1001-R1 | 01-LVD-PPL-21131 BR 29 NE CORNER TURBINE BLDG | no data | no data | 208/120VAC CIRCUIT BREAKER | no data | no data | OPEN | CLOSED | no data | no data
4166.0 | UNIT 1 TURBINE BLDG HIGH BAY LIGHTS 208VAC | 01-LTG-CNT-21131 | 01-LVD-PPL-21131 BR 31,33 NE CORNER TURBINE BLDG | no data | no data | 208/120VAC CIRCUIT BREAKER | no data | no data | OPEN | CLOSED | no data | no data
4167.0 | UNIT 1 TURBINE BLDG PIT LIGHTS 208VAC | 01-LTG-CNT-21131 | 01-LVD-PPL-21131 BR 39,41 NE CORNER TURBINE BLDG | no data | no data | 208/120VAC CIRCUIT BREAKER | no data | no data | OPEN | CLOSED | no data | no data
4168.0 | UNIT 1 TURBINE BLDG EAST WALL INTAKE LOUVER 18 | 01-HVC-LVR-18 | 01-LVD-PPL-21131 BR 4 NE CORNER TURBINE BLDG | no data | no data | 208/120VAC CIRCUIT BREAKER | no data | no data | OPEN | CLOSED | no data | no data
4169.0 | UNIT 1 TURBINE BLDG GAS HEATER FAN 17 120 VAC | 01-HVC-HTR-17 | 01-LVD-PPL-21131 BR 6 NE CORNER TURBINE BLDG | no data | no data | 208/120VAC CIRCUIT BREAKER | no data | no data | OPEN | CLOSED | no data | no data
4170.0 | UNIT 1 TURBINE BLDG GAS HEATER FAN 18 120 VAC | 01-HVC-HTR-18 | 01-LVD-PPL-21131 BR 8 NE CORNER TURBINE BLDG | no data | no data | 208/120VAC CIRCUIT BREAKER | no data | no data | OPEN | CLOSED | no data | no data
4171.0 | UNIT 1 TURBINE BLDG GAS HEATER FAN 19 120 VAC | 01-HVC-HTR-19 | 01-LVD-PPL-21131 BR 10 NE CORNER TURBINE BLDG | no data | no data | 208/120VAC CIRCUIT BREAKER | no data | no data | OPEN | CLOSED | no data | no data
4172.0 | UNIT 1 TURBINE BLDG GAS HEATER FAN 20 120 VAC | 01-HVC-HTR-20 | 01-LVD-PPL-21131 BR 12 NE CORNER TURBINE BLDG | no data | no data | 208/120VAC CIRCUIT BREAKER | no data | no data | OPEN | CLOSED | no data | no data
4173.0 | CONTRACT SPARE | null | 01-LVD-PPL-21131 BR 20 NE CORNER TURBINE BLDG | no data | no data | 208/120VAC CIRCUIT BREAKER | no data | no data | OPEN | CLOSED | no data | no data
4174.0 | CONTRACT SPARE | null | 01-LVD-PPL-21131 BR 22 NE CORNER TURBINE BLDG | no data | no data | 208/120VAC CIRCUIT BREAKER | no data | no data | OPEN | CLOSED | no data | no data
4175.0 | CONTRACT SPARE | null | 01-LVD-PPL-21131 BR 24 NE CORNER TURBINE BLDG | no data | no data | 208/120VAC CIRCUIT BREAKER | no data | no data | OPEN | CLOSED | no data | no data
4176.0 | CONTRACT SPARE | null | 01-LVD-PPL-21131 BR 26 NE CORNER TURBINE BLDG | no data | no data | 208/120VAC CIRCUIT BREAKER | no data | no data | OPEN | CLOSED | no data | no data
4177.0 | CONVENIENCE RECPTS UNIT 1 TURBINE BLDG | 01-1101-R1 | 01-LVD-PPL-21131 BR 28 NE CORNER TURBINE BLDG | no data | no data | 208/120VAC CIRCUIT BREAKER | no data | no data | OPEN | CLOSED | no data | no data
4178.0 | UNIT 1 TURBINE BLDG VENT FAN PLATFORM LIGHTS | 01-3001-W2 | 01-LVD-PPL-21131 BR 30 NE CORNER TURBINE BLDG | no data | no data | 208/120VAC CIRCUIT BREAKER | no data | no data | OPEN | CLOSED | no data | no data
4179.0 | UNIT 1 TURBINE BLDG HIGH BAY LIGHTS 208VAC | 01-LTG-CNT-21131 | 01-LVD-PPL-21131 BR 32,34 NE CORNER TURBINE BLDG | no data | no data | 208/120VAC CIRCUIT BREAKER | no data | no data | OPEN | CLOSED | no data | no data
4180.0 | UNIT 1 TURBINE BLDG PIT LIGHTS 208VAC | 01-LTG-CNT-21131 | 01-LVD-PPL-21131 BR 36,38 NE CORNER TURBINE BLDG | no data | no data | 208/120VAC CIRCUIT BREAKER | no data | no data | OPEN | CLOSED | no data | no data
4181.0 | UNIT 1 TURBINE BLDG ROOF EXH FAN DSW 11 480VAC | 01-HVC-DSW-11 | 01-LVB-PPL-21132 BR 1,3,5 TURBINE DECK SE | no data | no data | 480 V CIRCUIT BREACKER | no data | no data | OPEN | CLOSED | no data | no data
4182.0 | UNIT 1 TURBINE BLDG ROOF EXH FAN DSW 13 480VAC | 01-HVC-DSW-13 | 01-LVB-PPL-21132 BR 7,9,11 TURBINE DECK SE | no data | no data | 480 V CIRCUIT BREACKER | no data | no data | OPEN | CLOSED | no data | no data
4183.0 | UNIT 1 TURBINE BLDG ROOF EXH FAN DSW 15 480VAC | 01-HVC-DSW-15 | 01-LVB-PPL-21132 BR 13,15,17 TURBINE DECK SE | no data | no data | 480 V CIRCUIT BREACKER | no data | no data | OPEN | CLOSED | no data | no data
4184.0 | UNIT 1 TURBINE BLDG ROOF EXH FAN DSW 17 480VAC | 01-HVC-DSW-17 | 01-LVB-PPL-21132 BR 19,21,23 TURBINE DECK SE | no data | no data | 480 V CIRCUIT BREACKER | no data | no data | OPEN | CLOSED | no data | no data
4185.0 | UNIT 1 TURBINE BLDG AHU 11 DSW 480 VAC | 01-HVC-DSW-27 | 01-LVB-PPL-21132 BR 25,27,29 TURBINE DECK SE | no data | no data | 480 V CIRCUIT BREACKER | no data | no data | OPEN | CLOSED | no data | no data
4186.0 | UNIT 1 TURBINE BLDG ROLL UP DOOR 1 480 VAC | 01-HVC-DOR-01 | 01-LVB-PPL-21132 BR 31,33,35 TURBINE DECK SE | no data | no data | 480 V CIRCUIT BREACKER | no data | no data | OPEN | CLOSED | no data | no data
4187.0 | CONTRACT SPARE | null | 01-LVB-PPL-21132 BR 37,39,41 TURBINE DECK SE | no data | no data | 480 V CIRCUIT BREACKER | no data | no data | OPEN | CLOSED | no data | no data
4188.0 | UNIT 1 TURBINE BLDG ROOF EXH FAN DSW 12 480VAC | 01-HVC-DSW-12 | 01-LVB-PPL-21132 BR 2,4,6 TURBINE DECK SE | no data | no data | 480 V CIRCUIT BREACKER | no data | no data | OPEN | CLOSED | no data | no data
4189.0 | UNIT 1 TURBINE BLDG ROOF EXH FAN DSW 14 480VAC | 01-HVC-DSW-14 | 01-LVB-PPL-21132 BR 8,10,12 TURBINE DECK SE | no data | no data | 480 V CIRCUIT BREACKER | no data | no data | OPEN | CLOSED | no data | no data
4190.0 | UNIT 1 TURBINE BLDG ROOF EXH FAN DSW 16 480VAC | 01-HVC-DSW-16 | 01-LVB-PPL-21132 BR 14,16,18 TURBINE DECK SE | no data | no data | 480 V CIRCUIT BREACKER | no data | no data | OPEN | CLOSED | no data | no data
4191.0 | UNIT 1 TURBINE BLDG ROOF EXH FAN DSW 18 480VAC | 01-HVC-DSW-18 | 01-LVB-PPL-21132 BR 20,22,24 TURBINE DECK SE | no data | no data | 480 V CIRCUIT BREACKER | no data | no data | OPEN | CLOSED | no data | no data
4192.0 | UNIT 1 TURBINE BLDG AHU 14 DSW 480 VAC | 01-HVC-DSW-30 | 01-LVB-PPL-21132 BR 26,28,30 TURBINE DECK SE | no data | no data | 480 V CIRCUIT BREACKER | no data | no data | OPEN | CLOSED | no data | no data
4193.0 | CONTRACT SPARE | null | 01-LVB-PPL-21132 BR 32,34,36 TURBINE DECK SE | no data | no data | 480 V CIRCUIT BREACKER | no data | no data | OPEN | CLOSED | no data | no data
4194.0 | CONTRACT SPARE | null | 01-LVB-PPL-21132 BR 38,40,42 TURBINE DECK SE | no data | no data | 480 V CIRCUIT BREACKER | no data | no data | OPEN | CLOSED | no data | no data
4195.0 | UNIT 1 TUR BLDG 480-208/120V AC DIST XFR 2 | 01-LVB-PPL-21133 | 01-LVB-PPL-21133 BR 7,9,11 TURBINE DECK SW | no data | no data | 480 V CIRCUIT BREACKER | no data | no data | OPEN | CLOSED | no data | no data
4196.0 | UNIT 1 LP DRAIN PUMPS HOIST 480VAC PWR FEED | 01-STP-HST-01 | 01-LVB-PPL-21133 BR 13,15,17 TURBINE DECK SW | no data | no data | 480 V CIRCUIT BREACKER | no data | no data | OPEN | CLOSED | no data | no data
4197.0 | CONTRACT SPARE | null | 01-LVB-PPL-21133 BR 37,39,41 TURBINE DECK SW | no data | no data | 480 V CIRCUIT BREACKER | no data | no data | OPEN | CLOSED | no data | no data
4198.0 | CONTRACT SPARE | null | 01-LVB-PPL-21133 BR 32,34,36 TURBINE DECK SW | no data | no data | 480 V CIRCUIT BREACKER | no data | no data | OPEN | CLOSED | no data | no data
4199.0 | CONTRACT SPARE | null | 01-LVB-PPL-21133 BR 38,40,42 TURBINE DECK SW | no data | no data | 480 V CIRCUIT BREACKER | no data | no data | OPEN | CLOSED | no data | no data
4201.0 | ST 1 DRNS SUMP PMP CTRL PNL REDUNDANT 1 120VAC | 01-PDR-CPL-01 | 01-LVD-PPL-21133 BR 7 TURBINE DECK SW | no data | no data | 208/120VAC CIRCUIT BREAKER | no data | no data | OPEN | CLOSED | no data | no data
4202.0 | UNIT 1 SFC XFMR S.HTR 120 VAC MAIN | 01MKE01GT101 | 01-LVD-PPL-21133 BR 9 TURBINE DECK SW | no data | no data | 208/120VAC CIRCUIT BREAKER | no data | no data | OPEN | CLOSED | no data | no data
4203.0 | U1 CALCITE FILTER CO2 INJ MODULE CONTROL PANEL | 01-DWS-CPL-07 | 01-LVD-PPL-21133 BR 11 TURBINE DECK SW | no data | no data | 208/120VAC CIRCUIT BREAKER | no data | no data | OPEN | CLOSED | no data | no data
4204.0 | UNIT 1 GCB PLATFORM LIGHTS | 01-3301-M1 | 01-LVD-PPL-21133 BR 15 TURBINE DECK SW | no data | no data | 208/120VAC CIRCUIT BREAKER | no data | no data | OPEN | CLOSED | no data | no data
4205.0 | U1 TURB BLDG WEST WALL INTAKE LOUVER 37 120 VAC | 01-HVC-LVR-37 | 01-LVD-PPL-21133 BR 23 TURBINE DECK SW | no data | no data | 208/120VAC CIRCUIT BREAKER | no data | no data | OPEN | CLOSED | no data | no data
4206.0 | UNIT 1 TURBINE BLDG GAS HEATER FAN 11 120 VAC | 01-HVC-HTR-11 | 01-LVD-PPL-21133 BR 25 TURBINE DECK SW | no data | no data | 208/120VAC CIRCUIT BREAKER | no data | no data | OPEN | CLOSED | no data | no data
4207.0 | UNIT 1 TURBINE BLDG GAS HEATER FAN 12 120 VAC | 01-HVC-HTR-12 | 01-LVD-PPL-21133 BR 27 TURBINE DECK SW | no data | no data | 208/120VAC CIRCUIT BREAKER | no data | no data | OPEN | CLOSED | no data | no data
4208.0 | UNIT 1 TURBINE BLDG GAS HEATER FAN 13 120 VAC | 01-HVC-HTR-13 | 01-LVD-PPL-21133 BR 29 TURBINE DECK SW | no data | no data | 208/120VAC CIRCUIT BREAKER | no data | no data | OPEN | CLOSED | no data | no data
4209.0 | UNIT 1 TURBINE BLDG EMERGENCY LIGHTING | 01-4001-E2 | 01-LVD-PPL-21133 BR 31 TURBINE DECK SW | no data | no data | 208/120VAC CIRCUIT BREAKER | no data | no data | OPEN | CLOSED | no data | no data
4210.0 | CONTRACT SPARE | null | 01-LVD-PPL-21133 BR 33 TURBINE DECK SW | no data | no data | 208/120VAC CIRCUIT BREAKER | no data | no data | OPEN | CLOSED | no data | no data
4211.0 | CONTRACT SPARE | null | 01-LVD-PPL-21133 BR 35 TURBINE DECK SW | no data | no data | 208/120VAC CIRCUIT BREAKER | no data | no data | OPEN | CLOSED | no data | no data
4212.0 | CONTRACT SPARE | null | 01-LVD-PPL-21133 BR 37 TURBINE DECK SW | no data | no data | 208/120VAC CIRCUIT BREAKER | no data | no data | OPEN | CLOSED | no data | no data
4213.0 | CONTRACT SPARE | null | 01-LVD-PPL-21133 BR 39 TURBINE DECK SW | no data | no data | 208/120VAC CIRCUIT BREAKER | no data | no data | OPEN | CLOSED | no data | no data
4214.0 | CONTRACT SPARE | null | 01-LVD-PPL-21133 BR 41 TURBINE DECK SW | no data | no data | 208/120VAC CIRCUIT BREAKER | no data | no data | OPEN | CLOSED | no data | no data
4215.0 | UNIT 1 WTT CALCITE FILTER 120VAC RECEP | 01-DWS-CPL-06 | 01-LVD-PPL-21133 BR 6 TURBINE DECK SW | no data | no data | 208/120VAC CIRCUIT BREAKER | no data | no data | OPEN | CLOSED | no data | no data
4216.0 | UNIT 1 DRAINS TANK AREA DECK LIGHTS 120VAC | 01-2701-W2 | 01-LVD-PPL-21133 BR 8 TURBINE DECK SW | no data | no data | 208/120VAC CIRCUIT BREAKER | no data | no data | OPEN | CLOSED | no data | no data
4217.0 | UNIT 1 DRAINS TANK AREA CONVENIENCE RECPT | 01-1301-R1 | 01-LVD-PPL-21133 BR 10 TURBINE DECK SW | no data | no data | 208/120VAC CIRCUIT BREAKER | no data | no data | OPEN | CLOSED | no data | no data
4218.0 | UNIT 1 IPBD VTSC MAIN PWR 208VAC | 01-IPB-CPL-03 | 01-LVD-PPL-21133 BR 12,14,16 TURBINE DECK SW | no data | no data | 208/120VAC CIRCUIT BREAKER | no data | no data | OPEN | CLOSED | no data | no data
4219.0 | UNIT 1 IPBD DCT/UAT DSW HTRS 208VAC | 01-IPB-CPL-02 | 01-LVD-PPL-21133 BR 18,20,22 TURBINE DECK SW | no data | no data | 208/120VAC CIRCUIT BREAKER | no data | no data | OPEN | CLOSED | no data | no data
4220.0 | U1 TURB BLDG WEST WALL INTAKE LOUVER 34 120 VAC | 01-HVC-LVR-34 | 01-LVD-PPL-21133 BR 24 TURBINE DECK SW | no data | no data | 208/120VAC CIRCUIT BREAKER | no data | no data | OPEN | CLOSED | no data | no data
4221.0 | UNIT 1 TURBINE BLDG GAS HEATER FAN 21 120 VAC | 01-HVC-HTR-21 | 01-LVD-PPL-21133 BR 26 TURBINE DECK SW | no data | no data | 208/120VAC CIRCUIT BREAKER | no data | no data | OPEN | CLOSED | no data | no data
4222.0 | UNIT 1 TURBINE BLDG GAS HEATER FAN 22 120 VAC | 01-HVC-HTR-22 | 01-LVD-PPL-21133 BR 28 TURBINE DECK SW | no data | no data | 208/120VAC CIRCUIT BREAKER | no data | no data | OPEN | CLOSED | no data | no data
4223.0 | UNIT 1 TURBINE BLDG GAS HEATER FAN 23 120 VAC | 01-HVC-HTR-23 | 01-LVD-PPL-21133 BR 30 TURBINE DECK SW | no data | no data | 208/120VAC CIRCUIT BREAKER | no data | no data | OPEN | CLOSED | no data | no data
4224.0 | UNIT 1 TURBINE BLDG EMERGENCY LIGHTING | 01-4101-E5 | 01-LVD-PPL-21133 BR 32 TURBINE DECK SW | no data | no data | 208/120VAC CIRCUIT BREAKER | no data | no data | OPEN | CLOSED | no data | no data
4225.0 | UNIT 1 TURB CTRL PKG SAFETY SHWR 120 VAC MAIN | 00-PWS-JBX-05 | 01-LVD-PPL-21133 BR 34 TURBINE DECK SW | no data | no data | 208/120VAC CIRCUIT BREAKER | no data | no data | OPEN | CLOSED | no data | no data
4226.0 | CONTRACT SPARE | null | 01-LVD-PPL-21133 BR 36 TURBINE DECK SW | no data | no data | 208/120VAC CIRCUIT BREAKER | no data | no data | OPEN | CLOSED | no data | no data
4227.0 | CONTRACT SPARE | null | 01-LVD-PPL-21133 BR 38 TURBINE DECK SW | no data | no data | 208/120VAC CIRCUIT BREAKER | no data | no data | OPEN | CLOSED | no data | no data
4228.0 | CONTRACT SPARE | null | 01-LVD-PPL-21133 BR 40 TURBINE DECK SW | no data | no data | 208/120VAC CIRCUIT BREAKER | no data | no data | OPEN | CLOSED | no data | no data
4229.0 | CONTRACT SPARE | null | 01-LVD-PPL-21133 BR 42 TURBINE DECK SW | no data | no data | 208/120VAC CIRCUIT BREAKER | no data | no data | OPEN | CLOSED | no data | no data
4230.0 | HRSG 1 TOP LVL 480-208/120V XFMR | 01-LVB-XFR-21111 | 01-LVB-PPL-2111 BR 38,40,42 TOP OF HRSG HP DRUM | no data | no data | 480 V CIRCUIT BREACKER | no data | no data | OPEN | CLOSED | no data | no data
4231.0 | HRSG 1 HP VENT MOV MAIN PWR FEED | 01-MOV-HHS905 | 01-LVB-PPL-2111 BR 8,10,12 TOP OF HRSG HP DRUM | no data | no data | 480 V CIRCUIT BREACKER | no data | no data | OPEN | CLOSED | no data | no data
4232.0 | HRSG 1 HP VENT MOV MAIN PWR FEED | 01-MOV-HHS913 | 01-LVB-PPL-2111 BR 13,15,17 TOP OF HRSG HP DRUM | no data | no data | 480 V CIRCUIT BREACKER | no data | no data | OPEN | CLOSED | no data | no data
4233.0 | HRSG 1 REHEAT STARTUP VENT MOV MAIN FEED | 01-MOV-HRS911 | 01-LVB-PPL-2111 BR 14,16,18 TOP OF HRSG HP DRUM | no data | no data | 480 V CIRCUIT BREACKER | no data | no data | OPEN | CLOSED | no data | no data
4234.0 | HRSG 1 STACK DAMPER MOV MAIN PWR FEED | 01-MOV-HEH901 | 01-LVB-PPL-2111 BR 19,21,23 TOP OF HRSG HP DRUM | no data | no data | 480 V CIRCUIT BREACKER | no data | no data | OPEN | CLOSED | no data | no data
4235.0 | HRSG 1 SCR HOIST & TROLLEY 480VAC PWR FEED | 01-SCR-JBX-104 | 01-LVB-PPL-2111 BR 20,22,24 TOP OF HRSG HP DRUM | no data | no data | 480 V CIRCUIT BREACKER | no data | no data | OPEN | CLOSED | no data | no data
4236.0 | HRSG 1 HP STEAM OUTLET STOP MOV PWR FEED | 01-MOV-HHS906 | 01-LVB-PPL-2111 BR 25,27,29 TOP OF HRSG HP DRUM | no data | no data | 480 V CIRCUIT BREACKER | no data | no data | OPEN | CLOSED | no data | no data
4237.0 | HRSG 1 IP TO DA PEGGING MOV MAIN PWR FEED | 01-MOV-HIS910 | 01-LVB-PPL-2111 BR 32,34,36 TOP OF HRSG HP DRUM | no data | no data | 480 V CIRCUIT BREACKER | no data | no data | OPEN | CLOSED | no data | no data
4238.0 | HRSG 1 REHEAT OUTLET STARTUP VENT STOP MOV | 01-MOV-HRS904 | 01-LVB-PPL-2111 BR 37,39,41 TOP OF HRSG HP DRUM | no data | no data | 480 V CIRCUIT BREACKER | no data | no data | OPEN | CLOSED | no data | no data
4239.0 | HRSG 1 HP STEAM OUTLET STOP VLV BYP MOV FEED | 01-MOV-HHS907 | 01-LVB-PPL-2111 BR 7,9,11 TOP OF HRSG HP DRUM | no data | no data | 480 V CIRCUIT BREACKER | no data | no data | OPEN | CLOSED | no data | no data
4240.0 | LIGHTING CONTACTOR | 01-LTG-CNT-21111 | 01-LVD-PPL-21111 BR 6 TOP OF HRSG HP DRUM | no data | no data | 208/120VAC CIRCUIT BREAKER | no data | no data | OPEN | CLOSED | no data | no data
4241.0 | HRSG 1 HP DRUM ENCLOSURE HTR PWR FEED 208VAC | 01-HRG-HTR-01 | 01-LVD-PPL-21111 BR 14,16,18 TOP OF HRSG HP DRUM | no data | no data | 208/120VAC CIRCUIT BREAKER | no data | no data | OPEN | CLOSED | no data | no data
4242.0 | HRSG 1 HP DRUM ENCL FAN/LOUVER/THRMSTT FEED | 01-HRG-ENC-02 | 01-LVD-PPL-21111 BR 19 TOP OF HRSG HP DRUM | no data | no data | 208/120VAC CIRCUIT BREAKER | no data | no data | OPEN | CLOSED | no data | no data
4243.0 | HRSG 1 IP LP DRUM ENCL FAN/LOUVER/THRMSTT FEED | 01-HRG-ENC-03 | 01-LVD-PPL-21111 BR 21 TOP OF HRSG HP DRUM | no data | no data | 208/120VAC CIRCUIT BREAKER | no data | no data | OPEN | CLOSED | no data | no data
4244.0 | HRSG 1 IP LP DRUM ENCLOSURE HTR FEED 208VAC | 01-HRG-HTR-02 | 01-LVD-PPL-21111 BR 20,22,24 TOP OF HRSG HP DRUM | no data | no data | 208/120VAC CIRCUIT BREAKER | no data | no data | OPEN | CLOSED | no data | no data
4245.0 | HRSG 1 HP DRUM LVL GAUGE PWR FEED | 01-LG-HHS905A | 01-LVD-PPL-21111 BR 26 TOP OF HRSG HP DRUM | no data | no data | 208/120VAC CIRCUIT BREAKER | no data | no data | OPEN | CLOSED | no data | no data
4246.0 | CONVENIENCE RECPTS HRSG 1 PLATFORMS | 01-0301-R1 | 01-LVD-PPL-21111 BR 29 TOP OF HRSG HP DRUM | no data | no data | 208/120VAC CIRCUIT BREAKER | no data | no data | OPEN | CLOSED | no data | no data
4247.0 | UNIT 1 HRSG PIPE RACK PLATFORM LIGHTING 208VAC | 01-LTG-CNT-21111 | 01-LVD-PPL-21111 BR 31,33 TOP OF HRSG HP DRUM | no data | no data | 208/120VAC CIRCUIT BREAKER | no data | no data | OPEN | CLOSED | no data | no data
4248.0 | UNIT 1 HRSG PIPE RACK PLATFORM LIGHTING 208VAC | 01-LTG-CNT-21111 | 01-LVD-PPL-21111 BR 30,32 TOP OF HRSG HP DRUM | no data | no data | 208/120VAC CIRCUIT BREAKER | no data | no data | OPEN | CLOSED | no data | no data
4249.0 | UNIT 1 HRSG ACHE UPPDER DECK LIGHTING 208VAC | 01-LTG-CNT-21111 | 01-LVD-PPL-21111 BR 35,37 TOP OF HRSG HP DRUM | no data | no data | 208/120VAC CIRCUIT BREAKER | no data | no data | OPEN | CLOSED | no data | no data
4250.0 | UNIT 1 HRSG ACHE UPPDER DECK LIGHTING 208VAC | 01-LTG-CNT-21111 | 01-LVD-PPL-21111 BR 34,36 TOP OF HRSG HP DRUM | no data | no data | 208/120VAC CIRCUIT BREAKER | no data | no data | OPEN | CLOSED | no data | no data
4251.0 | UNIT 2 STEAM ELEC SUPERHEATER | 02-AXS-HTR-01 | HRSG-2 ECLOSURE, SWG 12, CUBICLE 01D | no data | no data | 480 V RACK OUT BREAKER | no data | no data | OPEN | CLOSED | no data | no data
4252.0 | HRSG 2 MCC 01 | 02-HRG-MCC-121 | HRSG-2 ECLOSURE, SWG 12, CUBICLE 01B | no data | no data | 480 V RACK OUT BREAKER | no data | no data | OPEN | CLOSED | no data | no data
4253.0 | UNIT 2 AMMONIA INJ HEATER "A" | 02-SCR-HTR-01 | HRSG-2 ECLOSURE, SWG 12, CUBICLE 03D | no data | no data | 480 V RACK OUT BREAKER | no data | no data | OPEN | CLOSED | no data | no data
4254.0 | HRSG 2 MCC 02 | 02-HRG-MCC-221 | HRSG-2 ECLOSURE, SWG 22, CUBICLE 06B | no data | no data | 480 V RACK OUT BREAKER | no data | no data | OPEN | CLOSED | no data | no data
4255.0 | UNIT 2 AMMONIA INJ HEATER "B" | 02-SCR-HTR-02 | HRSG-2 ECLOSURE, SWG 22, CUBICLE 05D | no data | no data | 480 V RACK OUT BREAKER | no data | no data | OPEN | CLOSED | no data | no data
4256.0 | ADMIN BLDG PWR FEED | 00-LVB-PPL-173 | HRSG-2 ECLOSURE, SWG 22, CUBICLE 06D | no data | no data | 480 V RACK OUT BREAKER | no data | no data | OPEN | CLOSED | no data | no data
4257.0 | MAIN FEED BREAKER SWG 12 | 02-LVB-SWG-12 | HRSG-2 ECLOSURE, SWG 12, CUBICLE 02A | no data | no data | 480 V RACK OUT BREAKER | no data | no data | OPEN | CLOSED | no data | no data
4258.0 | MAIN FEED BREAKER SWG 22 | 02-LVB-SWG-22 | HRSG-2 ECLOSURE, SWG 22, CUBICLE 07A | no data | no data | 480 V RACK OUT BREAKER | no data | no data | OPEN | CLOSED | no data | no data
4259.0 | TIE BREAKER SWG 12 AND 22 | null | HRSG-2 ECLOSURE, SWG 12, CUBICLE | no data | no data | 480 V RACK OUT BREAKER | no data | no data | OPEN | CLOSED | no data | no data
4260.0 | FIRE PUMP CONTROL PANEL | 00-FPS-PNL-01 | FIRE PUMP ECLOSURE | no data | no data | LOCAL DISCONNECT | no data | no data | OPEN | CLOSED | no data | no data
4262.0 | SERVICE WATER PUMP MOTOR A | 00-SWS-MPM-01A | HRSG-2 ENCLSURE 480V MCC 121, CUBICLE 03FM | no data | no data | 480 V MOLDED CASE BREAKER | no data | no data | OPEN | CLOSED | no data | no data
4263.0 | UNIT 2 MAIN LUBE OIL PUMP MOTOR A | 02MPV01AP101-M01 | HRSG-2 ENCLSURE 480V MCC 121, CUBICLE 04FM | no data | no data | 480 V MOLDED CASE BREAKER | no data | no data | OPEN | CLOSED | no data | no data
4264.0 | HRSG 2 AMMONIA INJECTION BLOWER A | 02-SCR-MFN-100A | HRSG-2 ENCLSURE 480V MCC 121, CUBICLE 05FM | no data | no data | 480 V MOLDED CASE BREAKER | no data | no data | OPEN | CLOSED | no data | no data
4265.0 | UNIT 2 HRSG DUCT BURNER COOLING SKID BL0WER 1 | 02-BUR-MLB-01A | HRSG-2 ENCLSURE 480V MCC 121, CUBICLE 06FB | no data | no data | 480 V MOLDED CASE BREAKER | no data | no data | OPEN | CLOSED | no data | no data
4266.0 | HRSG 2 PDC PANELBOARD 480V | 02-LVB-PPL-1211 | HRSG-2 ENCLSURE 480V MCC 121, CUBICLE 06FE | no data | no data | 480 V MOLDED CASE BREAKER | no data | no data | OPEN | CLOSED | no data | no data
4267.0 | AUX BOILER BUILDING PANELBOARD 480VAC | 02-LVB-PPL-1215 | HRSG-2 ENCLSURE 480V MCC 121, CUBICLE 06FH | no data | no data | 480 V MOLDED CASE BREAKER | no data | no data | OPEN | CLOSED | no data | no data
4268.0 | WAREHOUSE BUILDING LOAD PANELBOARD 480VAC | 02-LVB-PPL-1217 | HRSG-2 ENCLSURE 480V MCC 121, CUBICLE 06FM | no data | no data | 480 V MOLDED CASE BREAKER | no data | no data | OPEN | CLOSED | no data | no data
4269.0 | HRSG 2 TOP LEVEL SE PANELBOARD 480VAC | 02-LVB-PPL-1212 | HRSG-2 ENCLSURE 480V MCC 121, CUBICLE 07FC | no data | no data | 480 V MOLDED CASE BREAKER | no data | no data | OPEN | CLOSED | no data | no data
4270.0 | HRSG 2 GRADE WEST PANELBOARD 480VAC | 02-LVB-PPL-1213 | HRSG-2 ENCLSURE 480V MCC 121, CUBICLE 07FF | no data | no data | 480 V MOLDED CASE BREAKER | no data | no data | OPEN | CLOSED | no data | no data
4271.0 | HRSG 2 FINGER RACK PANELBOARD 480VAC | 02-LVB-PPL-1214 | HRSG-2 ENCLSURE 480V MCC 121, CUBICLE 07FJ | no data | no data | 480 V MOLDED CASE BREAKER | no data | no data | OPEN | CLOSED | no data | no data
4272.0 | WATER TREATMENT PANELBOARD 480VAC | 02-LVB-PPL-1218 | HRSG-2 ENCLSURE 480V MCC 121, CUBICLE 07FM | no data | no data | 480 V MOLDED CASE BREAKER | no data | no data | OPEN | CLOSED | no data | no data
4273.0 | UNIT 2 ACHE FAN 01A | 02-CCW-MFN-01A | HRSG-2 ENCLSURE 480V MCC 121, CUBICLE 08FF | no data | no data | 480 V MOLDED CASE BREAKER | no data | no data | OPEN | CLOSED | no data | no data
4274.0 | UNIT 2 ACHE FAN 01B | 02-CCW-MFN-01B | HRSG-2 ENCLSURE 480V MCC 121, CUBICLE 08FJ | no data | no data | 480 V MOLDED CASE BREAKER | no data | no data | OPEN | CLOSED | no data | no data
4275.0 | UNIT 2 ACHE FAN 01C | 02-CCW-MFN-01C | HRSG-2 ENCLSURE 480V MCC 121, CUBICLE 09FC | no data | no data | 480 V MOLDED CASE BREAKER | no data | no data | OPEN | CLOSED | no data | no data
4276.0 | UNIT 2 ACHE FAN 02A | 02-CCW-MFN-02A | HRSG-2 ENCLSURE 480V MCC 121, CUBICLE 9FF | no data | no data | 480 V MOLDED CASE BREAKER | no data | no data | OPEN | CLOSED | no data | no data
4277.0 | UNIT 2 ACHE FAN 02B | 02-CCW-MFN-02B | HRSG-2 ENCLSURE 480V MCC 121, CUBICLE 9FJ | no data | no data | 480 V MOLDED CASE BREAKER | no data | no data | OPEN | CLOSED | no data | no data
4278.0 | UNIT 2 ACHE FAN 02C | 02-CCW-MFN-02C | HRSG-2 ENCLSURE 480V MCC 121, CUBICLE 9FM | no data | no data | 480 V MOLDED CASE BREAKER | no data | no data | OPEN | CLOSED | no data | no data
4279.0 | UNIT 2 ACHE FAN 03A | 02-CCW-MFN-03A | HRSG-2 ENCLSURE 480V MCC 121, CUBICLE 10FC | no data | no data | 480 V MOLDED CASE BREAKER | no data | no data | OPEN | CLOSED | no data | no data
4280.0 | DEMIN WATER PUMP MTR A | 00-DWS-MPM-01A | HRSG-2 ENCLSURE 480V MCC 121, CUBICLE 11FD | no data | no data | 480 V MOLDED CASE BREAKER | no data | no data | OPEN | CLOSED | no data | no data
4281.0 | DEMIN WATER PUMP MTR C | 00-DWS-MPM-01C | HRSG-2 ENCLSURE 480V MCC 121, CUBICLE 11FH | no data | no data | 480 V MOLDED CASE BREAKER | no data | no data | OPEN | CLOSED | no data | no data
4282.0 | UNIT 2 BFW LUBE OIL PUMP MTR A | 02-BFW-MPM-02A | HRSG-2 ENCLSURE 480V MCC 121, CUBICLE 12FF | no data | no data | 480 V MOLDED CASE BREAKER | no data | no data | OPEN | CLOSED | no data | no data
4283.0 | UNIT 2 HRSG BD SUMP PUMP A/B CONTROL PANEL | 02-BDN-CPL-01 | HRSG-2 ENCLSURE 480V MCC 121, CUBICLE 13FC(R) | no data | no data | 480 V MOLDED CASE BREAKER | no data | no data | OPEN | CLOSED | no data | no data
4285.0 | DWT TWO PASS RO A CONTROL PNL | 00-DWT-CPL-02A | HRSG-2 ENCLSURE 480V MCC 221, CUBICLE 13FF | no data | no data | 480 V MOLDED CASE BREAKER | no data | no data | OPEN | CLOSED | no data | no data
4286.0 | HRSG 2 PDC XFMR 480-120/208VAC | 02-LVB-XFR-1211 | HRSG-2 ENCLSURE 480V MCC 121, CUBICLE 14FC(R) | no data | no data | 480 V MOLDED CASE BREAKER | no data | no data | OPEN | CLOSED | no data | no data
4287.0 | HRSG 2 FINGER RACK HEAT TRACE XFMR 480-120/208V | 02-HTT-XFR-1211 | HRSG-2 ENCLSURE 480V MCC 121, CUBICLE 14FF(R) | no data | no data | 480 V MOLDED CASE BREAKER | no data | no data | OPEN | CLOSED | no data | no data
4288.0 | HRSG 2 PIPE RACK GRADE HEAT TRACE XFMR | 02-HTT-XFR-1212 | HRSG-2 ENCLSURE 480V MCC 121, CUBICLE 14FJ(R) | no data | no data | 480 V MOLDED CASE BREAKER | no data | no data | OPEN | CLOSED | no data | no data
4289.0 | WATER TREATMENT HEAT TRACE XFMR | 02-HTT-XFR-1213 | HRSG-2 ENCLSURE 480V MCC 121, CUBICLE 14FM(R) | no data | no data | 480 V MOLDED CASE BREAKER | no data | no data | OPEN | CLOSED | no data | no data
4290.0 | POTABLE WATER TEMPERING SKID FEED A | 00-PWS-CPL-01 | HRSG-2 ENCLSURE 480V MCC 121, CUBICLE 15FC(L) | no data | no data | 480 V MOLDED CASE BREAKER | no data | no data | OPEN | CLOSED | no data | no data
4291.0 | UNIT 2 SAMPLE ANALYSIS PANEL DSW | 02-SMP-DSW-01 | HRSG-2 ENCLSURE 480V MCC 121, CUBICLE 15FC(R) | no data | no data | 480 V MOLDED CASE BREAKER | no data | no data | OPEN | CLOSED | no data | no data
4292.0 | UNIT 2 BFW LUBE OIL PUMP MTR B | 02-BFW-MPM-01B | HRSG-2 ENCLSURE 480V MCC 221, CUBICLE 3FF | no data | no data | 480 V MOLDED CASE BREAKER | no data | no data | OPEN | CLOSED | no data | no data
4293.0 | SERVICE WATER PUMP MTR B | 00-SWS-MPM-01B | HRSG-2 ENCLSURE 480V MCC 221, CUBICLE 3FM | no data | no data | 480 V MOLDED CASE BREAKER | no data | no data | OPEN | CLOSED | no data | no data
4294.0 | UNIT 2 MAIN LUBE OIL PUMP MOTOR B | 02MPV01AP102-M01 | HRSG-2 ENCLSURE 480V MCC 221, CUBICLE 4FM | no data | no data | 480 V MOLDED CASE BREAKER | no data | no data | OPEN | CLOSED | no data | no data
4295.0 | HRSG2 AMMONIA INJECTION BLOWER B | 02-SCR-MFN-100B | HRSG-2 ENCLSURE 480V MCC 221, CUBICLE 5FM | no data | no data | 480 V MOLDED CASE BREAKER | no data | no data | OPEN | CLOSED | no data | no data
4296.0 | UNIT 2 HRSG DUCT BURNER COOLING SKID BLOWER 2 | 02-BUR-MLB-01B | HRSG-2 ENCLSURE 480V MCC 221, CUBICLE 6FD | no data | no data | 480 V MOLDED CASE BREAKER | no data | no data | OPEN | CLOSED | no data | no data
4297.0 | UNIT 2 ACHE FAN 03B | 02-CCW-MFN-03B | HRSG-2 ENCLSURE 480V MCC 221, CUBICLE 7FF | no data | no data | 480 V MOLDED CASE BREAKER | no data | no data | OPEN | CLOSED | no data | no data
4298.0 | UNIT 2 ACHE FAN 03C | 02-CCW-MFN-03C | HRSG-2 ENCLSURE 480V MCC 221, CUBICLE 7FJ | no data | no data | 480 V MOLDED CASE BREAKER | no data | no data | OPEN | CLOSED | no data | no data
4299.0 | UNIT 2 ACHE FAN 04A | 02-CCW-MFN-04A | HRSG-2 ENCLSURE 480V MCC 221, CUBICLE 7FM | no data | no data | 480 V MOLDED CASE BREAKER | no data | no data | OPEN | CLOSED | no data | no data
4300.0 | UNIT 2 ACHE FAN 04B | 02-CCW-MFN-04B | HRSG-2 ENCLSURE 480V MCC 221, CUBICLE 8FC | no data | no data | 480 V MOLDED CASE BREAKER | no data | no data | OPEN | CLOSED | no data | no data
4301.0 | UNIT 2 ACHE FAN 04C | 02-CCW-MFN-04C | HRSG-2 ENCLSURE 480V MCC 221, CUBICLE 8FF | no data | no data | 480 V MOLDED CASE BREAKER | no data | no data | OPEN | CLOSED | no data | no data
4302.0 | UNIT 2 ACHE FAN 05A | 02-CCW-MFN-05A | HRSG-2 ENCLSURE 480V MCC 221, CUBICLE 8FJ | no data | no data | 480 V MOLDED CASE BREAKER | no data | no data | OPEN | CLOSED | no data | no data
4303.0 | UNIT 2 ACHE FAN 05B | 02-CCW-MFN-05B | HRSG-2 ENCLSURE 480V MCC 221, CUBICLE 8FM | no data | no data | 480 V MOLDED CASE BREAKER | no data | no data | OPEN | CLOSED | no data | no data
4304.0 | UNIT 2 ACHE FAN 05C | 02-CCW-MFN-05C | HRSG-2 ENCLSURE 480V MCC 221, CUBICLE 9FC | no data | no data | 480 V MOLDED CASE BREAKER | no data | no data | OPEN | CLOSED | no data | no data
4305.0 | DEMIN WATER PUMP MTR B | 00-DWS-MPM-01B | HRSG-2 ENCLSURE 480V MCC 221, CUBICLE 10FM | no data | no data | 480 V MOLDED CASE BREAKER | no data | no data | OPEN | CLOSED | no data | no data
4306.0 | UNIT 2 STG SWBD | 02-LVB-SWB-2211 | HRSG-2 ENCLSURE 480V MCC 221, CUBICLE 11FD | no data | no data | 480 V MOLDED CASE BREAKER | no data | no data | OPEN | CLOSED | no data | no data
4307.0 | WATER TREATMENT BLDG LOAD PANELBOARD 480VAC | 02-LVB-PPL-2211 | HRSG-2 ENCLSURE 480V MCC 221, CUBICLE 11FH | no data | no data | 480 V MOLDED CASE BREAKER | no data | no data | OPEN | CLOSED | no data | no data
4308.0 | DEMIN TRAILERS POWER FEED | 00-DWT-JBX-01 | HRSG-2 ENCLSURE 480V MCC 221, CUBICLE 11FM | no data | no data | 480 V MOLDED CASE BREAKER | no data | no data | OPEN | CLOSED | no data | no data
4309.0 | UNIT 2 TURBINE BUILDING NE PANELBOARD 480VAC | 02-LVB-PPL-2215 | HRSG-2 ENCLSURE 480V MCC 221, CUBICLE 12FE | no data | no data | 480 V MOLDED CASE BREAKER | no data | no data | OPEN | CLOSED | no data | no data
4310.0 | HRSG 2 PDC PANELBOARD 480VAC | 02-LVB-PPL-2212 | HRSG-2 ENCLSURE 480V MCC 221, CUBICLE 12FH | no data | no data | 480 V MOLDED CASE BREAKER | no data | no data | OPEN | CLOSED | no data | no data
4312.0 | DWT TWO PASS RO B CONTROL PNL | 00-DWT-CPL-02B | HRSG-2 ENCLSURE 480V MCC 121, CUBICLE 13FJ | no data | no data | 480 V MOLDED CASE BREAKER | no data | no data | OPEN | CLOSED | no data | no data
4313.0 | HRSG 2 TOP LEVEL WEST PANELBOARD 480VAC | 02-LVB-PPL-2213 | HRSG-2 ENCLSURE 480V MCC 221, CUBICLE 13FJ | no data | no data | 480 V MOLDED CASE BREAKER | no data | no data | OPEN | CLOSED | no data | no data
4314.0 | HRSG 2 GRADE WEST XFMR 480-120/208VAC | 02-LVB-XFR-2211 | HRSG-2 ENCLSURE 480V MCC 221, CUBICLE 14FC(L) | no data | no data | 480 V MOLDED CASE BREAKER | no data | no data | OPEN | CLOSED | no data | no data
4315.0 | HRSG 2 TOP S HEAT TRACE XFMR 480-120/208VAC | 02-HTT-XFR-2211 | HRSG-2 ENCLSURE 480V MCC 221, CUBICLE 14FC(R) | no data | no data | 480 V MOLDED CASE BREAKER | no data | no data | OPEN | CLOSED | no data | no data
4316.0 | UNIT 2 HRSG BD SUMP PUMP A/B CONTROL PANEL | 02-BDN-CPL-01 | HRSG-2 ENCLSURE 480V MCC 221, CUBICLE 14FF(R) | no data | no data | 480 V MOLDED CASE BREAKER | no data | no data | OPEN | CLOSED | no data | no data
4317.0 | POTABLE WATER TEMPERING SKID FEED B | 00-PWS-CPL-01 | HRSG-2 ENCLSURE 480V MCC 221, CUBICLE 14FM(L) | no data | no data | 480 V MOLDED CASE BREAKER | no data | no data | OPEN | CLOSED | no data | no data
4318.0 | UNIT 2 BRIDGE CRANE | 02-CTG-CRN-01 | HRSG-2 ENCLSURE 480V MCC 221, CUBICLE 15FF(R) | no data | no data | 480 V MOLDED CASE BREAKER | no data | no data | OPEN | CLOSED | no data | no data
4319.0 | WATER TREATMENT PANELBOARD 480VAC | 02-LVB-PPL-2214 | HRSG-2 ENCLSURE 480V MCC 221, CUBICLE 16FM | no data | no data | 480 V MOLDED CASE BREAKER | no data | no data | OPEN | CLOSED | no data | no data
4320.0 | 5 TON HVAC #1 | null | 02-LVB-PPL-1211, BR 1 HRSG MCC ENCLOSURE | no data | no data | 480 V CIRCUIT BREACKER | no data | no data | OPEN | CLOSED | no data | no data
4321.0 | 5 TON HVAC #2 | null | 02-LVB-PPL-1211, BR 2 HRSG MCC ENCLOSURE | no data | no data | 480 V CIRCUIT BREACKER | no data | no data | OPEN | CLOSED | no data | no data
4322.0 | 5 TON HVAC #3 | null | 02-LVB-PPL-1211, BR 3 HRSG MCC ENCLOSURE | no data | no data | 480 V CIRCUIT BREACKER | no data | no data | OPEN | CLOSED | no data | no data
4323.0 | SPARE GSU CTRL PNL 480 VAC PWR MAIN 1 | 03-GSU-CPL-01 | 02-LVB-PPL-1211, BR 4 HRSG MCC ENCLOSURE | no data | no data | 480 V CIRCUIT BREACKER | no data | no data | OPEN | CLOSED | no data | no data
4324.0 | HRSG 2 LP SH STARTUP VENT MOV MAIN PWR FEED | 02-MOV-HLS905 | 02-LVB-PPL-1211, BR 5 HRSG MCC ENCLOSURE | no data | no data | 480 V CIRCUIT BREACKER | no data | no data | OPEN | CLOSED | no data | no data
4325.0 | HRSG 2 LP SH STM STOP VLV MAIN PWR FEED | 02-MOV-HLS906 | 02-LVB-PPL-1211, BR 6 HRSG MCC ENCLOSURE | no data | no data | 480 V CIRCUIT BREACKER | no data | no data | OPEN | CLOSED | no data | no data
4326.0 | AQA AMMONIA FORWARDING SYS 480VAC | 00-AQA-CPL-01 | 02-LVB-PPL-1211, BR 7 HRSG MCC ENCLOSURE | no data | no data | 480 V CIRCUIT BREACKER | no data | no data | OPEN | CLOSED | no data | no data
4327.0 | HRSG 2 LP BD MAINFOLD DRN MAIN PWR FEED | 02-MOV-HBD943 | 02-LVB-PPL-1211, BR 8 HRSG MCC ENCLOSURE | no data | no data | 480 V CIRCUIT BREACKER | no data | no data | OPEN | CLOSED | no data | no data
4328.0 | WELDING RECEPTACLE | null | 02-LVB-PPL-1211, BR 9 HRSG MCC ENCLOSURE | no data | no data | 480 V CIRCUIT BREACKER | no data | no data | OPEN | CLOSED | no data | no data
4329.0 | UNIT 2 CEMS DSW 01 480 VAC | 02-CEM-DSW-01 | 02-LVB-PPL-1211, BR 13 HRSG MCC ENCLOSURE | no data | no data | 480 V CIRCUIT BREACKER | no data | no data | OPEN | CLOSED | no data | no data
4330.0 | HRSG 2 TOP LVL 480-208/120VAC XFR | 02-LVB-XFR-12121 | 02-LVB-PPL-1212, BR 3 TOP OF HRSG HP DRUM | no data | no data | 480 V CIRCUIT BREACKER | no data | no data | OPEN | CLOSED | no data | no data
4331.0 | HRSG 2 IP TO DA PEGGING MOV MAIN PWR FEED | 02-MOV-HIS910 | 02-LVB-PPL-1212, BR 4 TOP OF HRSG HP DRUM | no data | no data | 480 V CIRCUIT BREACKER | no data | no data | OPEN | CLOSED | no data | no data
4332.0 | HRSG 2 SCR HOISE AND TROLLEY 480VAC PWR FEED | 02-SCR-JBX-104 | 02-LVB-PPL-1212, BR 5 TOP OF HRSG HP DRUM | no data | no data | 480 V CIRCUIT BREACKER | no data | no data | OPEN | CLOSED | no data | no data
4333.0 | HRSG 2 HP VENT MOV MAIN PWR FEED | 02-MOV-HHS913 | 02-LVB-PPL-1212, BR 6 TOP OF HRSG HP DRUM | no data | no data | 480 V CIRCUIT BREACKER | no data | no data | OPEN | CLOSED | no data | no data
4334.0 | HRSG 2 STACK DAMPER MAIN PWR FEED | 02-MOV-HEH901 | 02-LVB-PPL-1212, BR 7 TOP OF HRSG HP DRUM | no data | no data | 480 V CIRCUIT BREACKER | no data | no data | OPEN | CLOSED | no data | no data
4335.0 | HRSG 2 REHEAT STARTUP VENT MOV MAIN PWR FEED | 02-MOV-HRS911 | 02-LVB-PPL-1212, BR 8 TOP OF HRSG HP DRUM | no data | no data | 480 V CIRCUIT BREACKER | no data | no data | OPEN | CLOSED | no data | no data
4336.0 | HRSG 2 HP VENT MOV MAIN PWR FEED | 02-MOV-HHS906 | 02-LVB-PPL-1212, BR 10 TOP OF HRSG HP DRUM | no data | no data | 480 V CIRCUIT BREACKER | no data | no data | OPEN | CLOSED | no data | no data
4337.0 | HRSG 2 HP VENT MOV MAIN PWR FEED | 02-MOV-HHS905 | 02-LVB-PPL-1212, BR 11 TOP OF HRSG HP DRUM | no data | no data | 480 V CIRCUIT BREACKER | no data | no data | OPEN | CLOSED | no data | no data
4338.0 | HRSG 2 HP STEAM OUTLET STOP VALVE BYPASS MOV | 02-MOV-HHS907 | 02-LVB-PPL-1212, BR 12 TOP OF HRSG HP DRUM | no data | no data | 480 V CIRCUIT BREACKER | no data | no data | OPEN | CLOSED | no data | no data
4339.0 | HRSG 2 REHEAT OUTLET STARTUP VENT STOP MOV | 02-MOV-HRS904 | 02-LVB-PPL-1212, BR 14 TOP OF HRSG HP DRUM | no data | no data | 480 V CIRCUIT BREACKER | no data | no data | OPEN | CLOSED | no data | no data
4340.0 | UNIT 2 CCF HP/IP PHOSPHATE & AMMONIA SYS | 02-CCF-DSW-02 | 02-LVB-PPL-1213, BR 1 OUTSIDE HRSG SWG ENCLOSURE | no data | no data | 480 V CIRCUIT BREACKER | no data | no data | OPEN | CLOSED | no data | no data
4341.0 | UNIT 2 SMP PNL 10 TON TCU MAIN 480VAC | 02-SMP-HEX-01 | 02-LVB-PPL-1213, BR 3 OUTSIDE HRSG SWG ENCLOSURE | no data | no data | 480 V CIRCUIT BREACKER | no data | no data | OPEN | CLOSED | no data | no data
4342.0 | UNIT 2 OIL WATER SEP PWR 480VAC | 02-WDR-CPL-01 | 02-LVB-PPL-1213, BR 4 OUTSIDE HRSG SWG ENCLOSURE | no data | no data | 480 V CIRCUIT BREACKER | no data | no data | OPEN | CLOSED | no data | no data
4343.0 | HRSG 2 HP FW MOV SHUTOFF VLV MAIN PWR FEED | 02-MOV-HHS941 | 02-LVB-PPL-1213, BR 5 OUTSIDE HRSG SWG ENCLOSURE | no data | no data | 480 V CIRCUIT BREACKER | no data | no data | OPEN | CLOSED | no data | no data
4344.0 | HRSG 2 IP SH MOV DRN VLV MAIN PWR FEED | 02-MOV-HIS918 | 02-LVB-PPL-1213, BR 6 OUTSIDE HRSG SWG ENCLOSURE | no data | no data | 480 V CIRCUIT BREACKER | no data | no data | OPEN | CLOSED | no data | no data
4345.0 | HRSG 2 LP SH STARTUP VENT MOV MAIN PWR FEED | 02-MOV-HLS902 | 02-LVB-PPL-1213, BR 7 OUTSIDE HRSG SWG ENCLOSURE | no data | no data | 480 V CIRCUIT BREACKER | no data | no data | OPEN | CLOSED | no data | no data
4346.0 | HRSG 2 LP EVAP STARTUP DRN MOV MAIN PWR FEED | 02-MOV-HLS908 | 02-LVB-PPL-1213, BR 8 OUTSIDE HRSG SWG ENCLOSURE | no data | no data | 480 V CIRCUIT BREACKER | no data | no data | OPEN | CLOSED | no data | no data
4347.0 | HRSG 2 IP SH MOV DRN VLV MAIN POWER FEED | 02-MOV-HIS915 | 02-LVB-PPL-1213, BR 9 OUTSIDE HRSG SWG ENCLOSURE | no data | no data | 480 V CIRCUIT BREACKER | no data | no data | OPEN | CLOSED | no data | no data
4348.0 | HRSG 2 IP FW MOV STOP VLV MAIN PWR FEED | 02-MOV-HIS941 | 02-LVB-PPL-1213, BR 10 OUTSIDE HRSG SWG ENCLOSURE | no data | no data | 480 V CIRCUIT BREACKER | no data | no data | OPEN | CLOSED | no data | no data
4349.0 | HRSG 2 HP SH #1 DRN MOV VLV MAIN PWR FEED | 02-MOV-HHS910 | 02-LVB-PPL-1213, BR 12 OUTSIDE HRSG SWG ENCLOSURE | no data | no data | 480 V CIRCUIT BREACKER | no data | no data | OPEN | CLOSED | no data | no data
4351.0 | UNIT 2 BFW PMP 01A HP DISCH BYP VLV PWR 480VAC | 02-MOV-BFW146 | 02-LVB-PPL-1214, BR 2 OUTSIDE HRSG SWG ENCLOSURE | no data | no data | 480 V CIRCUIT BREACKER | no data | no data | OPEN | CLOSED | no data | no data
4353.0 | UNIT 2 BFW PMP 01B HP DISCH BYP VLV PWR 480VAC | 02-MOV-BFW186 | 02-LVB-PPL-1214, BR 4 OUTSIDE HRSG SWG ENCLOSURE | no data | no data | 480 V CIRCUIT BREACKER | no data | no data | OPEN | CLOSED | no data | no data
4355.0 | UNIT 2 BFW PMP 01A IP DISCH BYP VLV PWR 480VAC | 02-MOV-BFW140 | 02-LVB-PPL-1214, BR 6 OUTSIDE HRSG SWG ENCLOSURE | no data | no data | 480 V CIRCUIT BREACKER | no data | no data | OPEN | CLOSED | no data | no data
4357.0 | UNIT 2 BFW PMP 01B IP DISCH BYP VLV PWR 480VAC | 02-MOV-BFW180 | 02-LVB-PPL-1214, BR 8 OUTSIDE HRSG SWG ENCLOSURE | no data | no data | 480 V CIRCUIT BREACKER | no data | no data | OPEN | CLOSED | no data | no data
4358.0 | UNIT 2 AUXBLR TO STM SEP INLET BYP VLV | 02-MOV-AS322 | 02-LVB-PPL-1214, BR 9 OUTSIDE HRSG SWG ENCLOSURE | no data | no data | 480 V CIRCUIT BREACKER | no data | no data | OPEN | CLOSED | no data | no data
4359.0 | UNIT 2 AUXBLR TO STM SEP INLET BLK VLV | 02-MOV-AS321 | 02-LVB-PPL-1214, BR 10 OUTSIDE HRSG SWG ENCLOSURE | no data | no data | 480 V CIRCUIT BREACKER | no data | no data | OPEN | CLOSED | no data | no data
4360.0 | UNIT 1 LP SPARGING STEAM SHUTOFF VLV | 02-MOV-HLS944 | 02-LVB-PPL-1214, BR 11 OUTSIDE HRSG SWG ENCLOSURE | no data | no data | 480 V CIRCUIT BREACKER | no data | no data | OPEN | CLOSED | no data | no data
4361.0 | CCF AUX BLR AMMONIA FEED PMP CPL 480VAC | 00-CCF-CPL-01 | 02-LVB-PPL-1215, BR 1 PIPE RACK 1 BY STARTUP HTR | no data | no data | 480 V CIRCUIT BREACKER | no data | no data | OPEN | CLOSED | no data | no data
4362.0 | AUX BLR BLDG 480-208/120VAC XFR 12151 FEED | 02-LVB-XFR-12151 | 02-LVB-PPL-1215, BR 5 PIPE RACK 1 BY STARTUP HTR | no data | no data | 480 V CIRCUIT BREACKER | no data | no data | OPEN | CLOSED | no data | no data
4367.0 | AUX BOILER BLDG ROOF EXH FAN DSW 1 480 VAC | 00-HVC-DSW-01 | 02-LVB-PPL-1215, BR 11 PIPE RACK 1 BY STARTUP HTR | no data | no data | 480 V CIRCUIT BREACKER | no data | no data | OPEN | CLOSED | no data | no data
4368.0 | AUX BOILER BLDG ROOF EXH FAN DSW 2 480 VAC | 00-HVC-DSW-02 | 02-LVB-PPL-1215, BR 12 PIPE RACK 1 BY STARTUP HTR | no data | no data | 480 V CIRCUIT BREACKER | no data | no data | OPEN | CLOSED | no data | no data
4369.0 | AUX BOILER BLDG ROOF EXH FAN DSW 3 480 VAC | 00-HVC-DSW-03 | 02-LVB-PPL-1215, BR 13 PIPE RACK 1 BY STARTUP HTR | no data | no data | 480 V CIRCUIT BREACKER | no data | no data | OPEN | CLOSED | no data | no data
4370.0 | AUX BOILER ROLL UP DOOR 480VAC | 00-HVC-DOR-01 | 02-LVB-PPL-1215, BR 14 PIPE RACK 1 BY STARTUP HTR | no data | no data | 480 V CIRCUIT BREACKER | no data | no data | OPEN | CLOSED | no data | no data
4371.0 | SDR CPL LIFT STATION FEED A 480VAC | 00-SDR-CPL-01 | 02-LVB-PPL-1218, BR 1 NE CORNER OF RO BLDG | no data | no data | 480 V CIRCUIT BREACKER | no data | no data | OPEN | CLOSED | no data | no data
4372.0 | WT DRAINS SUMP PMP CPL FEED A 480VAC | 00-DWT-CPL-01 | 02-LVB-PPL-1218, BR 2 NE CORNER OF RO BLDG | no data | no data | 480 V CIRCUIT BREACKER | no data | no data | OPEN | CLOSED | no data | no data
4373.0 | WTT RO CIP PWR DIST 480VAC | 00-DWT-CPL-05A | 02-LVB-PPL-1218, BR 5 NE CORNER OF RO BLDG | no data | no data | 480 V CIRCUIT BREACKER | no data | no data | OPEN | CLOSED | no data | no data
4374.0 | SWS CPL MAIN PWR FEED - PWR CABLE | 00-SWS-CPL-01 | 02-LVB-PPL-1218, BR 6 NE CORNER OF RO BLDG | no data | no data | 480 V CIRCUIT BREACKER | no data | no data | OPEN | CLOSED | no data | no data
4375.0 | WTT BLDG 480-208/120VAC XFR 12181 FEED | 02-LVB-XFR-12181 | 02-LVB-PPL-1218, BR 14 NE CORNER OF RO BLDG | no data | no data | 480 V CIRCUIT BREACKER | no data | no data | OPEN | CLOSED | no data | no data
4376.0 | INTERIOR LIGHTING | null | 02-LVD-PPL-1211, BR 1 INSIDE HRSG SWG ENCLOSURE | no data | no data | 208/120VAC CIRCUIT BREAKER | no data | no data | OPEN | CLOSED | no data | no data
4377.0 | EXTERIOR GFCI RECEPTACLES | null | 02-LVD-PPL-1211, BR 2 INSIDE HRSG SWG ENCLOSURE | no data | no data | 208/120VAC CIRCUIT BREAKER | no data | no data | OPEN | CLOSED | no data | no data
4378.0 | INTERIOR GFCI RECEPTACLES | null | 02-LVD-PPL-1211, BR 3 INSIDE HRSG SWG ENCLOSURE | no data | no data | 208/120VAC CIRCUIT BREAKER | no data | no data | OPEN | CLOSED | no data | no data
4379.0 | EXTERIOR LIGHTS HRSG ENCLOSURE 120VAC | 02-LTG-CNT-12111 | 02-LVD-PPL-1211, BR 4 INSIDE HRSG SWG ENCLOSURE | no data | no data | 208/120VAC CIRCUIT BREAKER | no data | no data | OPEN | CLOSED | no data | no data
4380.0 | MCC-121 SECTION HEATER SUPPLY #1 | null | 02-LVD-PPL-1211, BR 5 INSIDE HRSG SWG ENCLOSURE | no data | no data | 208/120VAC CIRCUIT BREAKER | no data | no data | OPEN | CLOSED | no data | no data
4381.0 | LIGHTING CONTACTOR 1 120VAC | 02-LTG-CNT-12111 | 02-LVD-PPL-1211, BR 6 INSIDE HRSG SWG ENCLOSURE | no data | no data | 208/120VAC CIRCUIT BREAKER | no data | no data | OPEN | CLOSED | no data | no data
4382.0 | MCC-221 SECTION HEATER SUPPLY #1 | null | 02-LVD-PPL-1211, BR 7 INSIDE HRSG SWG ENCLOSURE | no data | no data | 208/120VAC CIRCUIT BREAKER | no data | no data | OPEN | CLOSED | no data | no data
4383.0 | NSBD - 12 SPACE HEATER SUPPLY | null | 02-LVD-PPL-1211, BR 8 INSIDE HRSG SWG ENCLOSURE | no data | no data | 208/120VAC CIRCUIT BREAKER | no data | no data | OPEN | CLOSED | no data | no data
4384.0 | LV SWGR - 12/22 SECTION HEATER SUPPLY | null | 02-LVD-PPL-1211, BR 9 INSIDE HRSG SWG ENCLOSURE | no data | no data | 208/120VAC CIRCUIT BREAKER | no data | no data | OPEN | CLOSED | no data | no data
4385.0 | NSBD - 22 SPACE HEATER SUPPLY | null | 02-LVD-PPL-1211, BR 10 INSIDE HRSG SWG ENCLOSURE | no data | no data | 208/120VAC CIRCUIT BREAKER | no data | no data | OPEN | CLOSED | no data | no data
4386.0 | MCC-121 MSH BUS SUPPLY | null | 02-LVD-PPL-1211, BR 11 INSIDE HRSG SWG ENCLOSURE | no data | no data | 208/120VAC CIRCUIT BREAKER | no data | no data | OPEN | CLOSED | no data | no data
4387.0 | VIBRATION CAB UTILITY | null | 02-LVD-PPL-1211, BR 12 INSIDE HRSG SWG ENCLOSURE | no data | no data | 208/120VAC CIRCUIT BREAKER | no data | no data | OPEN | CLOSED | no data | no data
4388.0 | MCC-221 MSH BUS SUPPLY | null | 02-LVD-PPL-1211, BR 13 INSIDE HRSG SWG ENCLOSURE | no data | no data | 208/120VAC CIRCUIT BREAKER | no data | no data | OPEN | CLOSED | no data | no data
4389.0 | MCC-221 SECTION HEATER SUPPLY #2 | null | 02-LVD-PPL-1211, BR 14 INSIDE HRSG SWG ENCLOSURE | no data | no data | 208/120VAC CIRCUIT BREAKER | no data | no data | OPEN | CLOSED | no data | no data
4390.0 | NTW DCS CAB 80 UTILITY | null | 02-LVD-PPL-1211, BR 15 INSIDE HRSG SWG ENCLOSURE | no data | no data | 208/120VAC CIRCUIT BREAKER | no data | no data | OPEN | CLOSED | no data | no data
4391.0 | PRESSURIZATION MODULE POWER SUPPLY | null | 02-LVD-PPL-1211, BR 16 INSIDE HRSG SWG ENCLOSURE | no data | no data | 208/120VAC CIRCUIT BREAKER | no data | no data | OPEN | CLOSED | no data | no data
4392.0 | NTW DCS CAB 90 UTILITY | null | 02-LVD-PPL-1211, BR 17 INSIDE HRSG SWG ENCLOSURE | no data | no data | 208/120VAC CIRCUIT BREAKER | no data | no data | OPEN | CLOSED | no data | no data
4393.0 | HVAC#2 PRESSURIZATION POWER SUPPLY | null | 02-LVD-PPL-1211, BR 18 INSIDE HRSG SWG ENCLOSURE | no data | no data | 208/120VAC CIRCUIT BREAKER | no data | no data | OPEN | CLOSED | no data | no data
4394.0 | MCC-121 SECTION HEATER SUPPLY #2 | null | 02-LVD-PPL-1211, BR 19 INSIDE HRSG SWG ENCLOSURE | no data | no data | 208/120VAC CIRCUIT BREAKER | no data | no data | OPEN | CLOSED | no data | no data
4395.0 | HVAC#4 PRESSURIZATION POWER SUPPLY | null | 02-LVD-PPL-1211, BR 20 INSIDE HRSG SWG ENCLOSURE | no data | no data | 208/120VAC CIRCUIT BREAKER | no data | no data | OPEN | CLOSED | no data | no data
4396.0 | HVAC#1 PRESSURIZATION POWER SUPPLY | null | 02-LVD-PPL-1211, BR 21 INSIDE HRSG SWG ENCLOSURE | no data | no data | 208/120VAC CIRCUIT BREAKER | no data | no data | OPEN | CLOSED | no data | no data
4397.0 | HVAC#6 PRESSURIZATION POWER SUPPLY | null | 02-LVD-PPL-1211, BR 22 INSIDE HRSG SWG ENCLOSURE | no data | no data | 208/120VAC CIRCUIT BREAKER | no data | no data | OPEN | CLOSED | no data | no data
4398.0 | HVAC#3 PRESSURIZATION POWER SUPPLY | null | 02-LVD-PPL-1211, BR 23 INSIDE HRSG SWG ENCLOSURE | no data | no data | 208/120VAC CIRCUIT BREAKER | no data | no data | OPEN | CLOSED | no data | no data
4399.0 | HVAC#5 PRESSURIZATION POWER SUPPLY | null | 02-LVD-PPL-1211, BR 25 INSIDE HRSG SWG ENCLOSURE | no data | no data | 208/120VAC CIRCUIT BREAKER | no data | no data | OPEN | CLOSED | no data | no data
4400.0 | UNIT 2 PIPE RACK GROUND LEVEL LIGHTS 208VAC | 02-LTG-CNT-12111 | 02-LVD-PPL-1211, BR 30/32 INSIDE HRSG SWG ENCLOSURE | no data | no data | 208/120VAC CIRCUIT BREAKER | no data | no data | OPEN | CLOSED | no data | no data
4401.0 | UNIT 2 PIPE RACK GROUND LEVEL LIGHTS 208VAC | 02-LTG-CNT-12111 | 02-LVD-PPL-1211, BR 31/33 INSIDE HRSG SWG ENCLOSURE | no data | no data | 208/120VAC CIRCUIT BREAKER | no data | no data | OPEN | CLOSED | no data | no data
4402.0 | UNIT 2 ACHE & COMPR. AREA GRND LVL LTS 208VAC | 02-LTG-CNT-12111 | 02-LVD-PPL-1211, BR 34/36 INSIDE HRSG SWG ENCLOSURE | no data | no data | 208/120VAC CIRCUIT BREAKER | no data | no data | OPEN | CLOSED | no data | no data
4403.0 | UNIT 2 HRSG AREA GROUND LEVEL LIGHTS 208VAC | 02-LTG-CNT-12111 | 02-LVD-PPL-1211, BR 35/37 INSIDE HRSG SWG ENCLOSURE | no data | no data | 208/120VAC CIRCUIT BREAKER | no data | no data | OPEN | CLOSED | no data | no data
4404.0 | AUX BOILER BLDG. EXT.& STACK LIGHTS & 208VAC | 02-LTG-CNT-12111 | 02-LVD-PPL-1211, BR 38/40 INSIDE HRSG SWG ENCLOSURE | no data | no data | 208/120VAC CIRCUIT BREAKER | no data | no data | OPEN | CLOSED | no data | no data
4405.0 | HRSG 2 HP DRUM ENCLOSURE HTR PWR FEED 208VAC | 02-HRG-HTR-01 | 02-LVD-PPL-12121, BR 14/16/18 TOP OF HRSG HP DRUM | no data | no data | 208/120VAC CIRCUIT BREAKER | no data | no data | OPEN | CLOSED | no data | no data
4406.0 | HRSG 2 HP DRUM ENCL FAN/LOUVER/THRMSTT FEED | 02-HRG-ENC-02 | 02-LVD-PPL-12121, BR 19 TOP OF HRSG HP DRUM | no data | no data | 208/120VAC CIRCUIT BREAKER | no data | no data | OPEN | CLOSED | no data | no data
4407.0 | HRSG 2 IP LP DRUM ENCLOSURE HTR PWR FEED 208V | 02-HRG-HTR-02 | 02-LVD-PPL-12121, BR 20/22/24 TOP OF HRSG HP DRUM | no data | no data | 208/120VAC CIRCUIT BREAKER | no data | no data | OPEN | CLOSED | no data | no data
4408.0 | HRSG 2 IP/LP DRM ENCL FAN/LOUVER/THRMSTT FEED | 02-HRG-ENC-03 | 02-LVD-PPL-12121, BR 21 TOP OF HRSG HP DRUM | no data | no data | 208/120VAC CIRCUIT BREAKER | no data | no data | OPEN | CLOSED | no data | no data
4409.0 | HRSG 2 HP DRUM LVL GAUGE PWR FEED | 02-LG-HHS905A | 02-LVD-PPL-12121, BR 26 TOP OF HRSG HP DRUM | no data | no data | 208/120VAC CIRCUIT BREAKER | no data | no data | OPEN | CLOSED | no data | no data
4410.0 | CONVENIENCE RECPTS HRSG 2 PLATFORMS | 02-0301-R1 | 02-LVD-PPL-12121, BR 29 TOP OF HRSG HP DRUM | no data | no data | 208/120VAC CIRCUIT BREAKER | no data | no data | OPEN | CLOSED | no data | no data
4411.0 | HRSG 2 UPPER DECK/STAIRTOWER/STACK LIGHTS 1 | 02-LTG-CNT-12121 | 02-LVD-PPL-12121, BR 30/32 TOP OF HRSG HP DRUM | no data | no data | 208/120VAC CIRCUIT BREAKER | no data | no data | OPEN | CLOSED | no data | no data
4412.0 | HRSG 2 UPPER DECK/STAIRTOWER/STACK LIGHTS 2 | 02-LTG-CNT-12121 | 02-LVD-PPL-12121, BR 31/33 TOP OF HRSG HP DRUM | no data | no data | 208/120VAC CIRCUIT BREAKER | no data | no data | OPEN | CLOSED | no data | no data
4413.0 | UNIT 2 HRSG PLATFORMS LIGHTS 1 208VAC | 02-LTG-CNT-12121 | 02-LVD-PPL-12121, BR 34/36 TOP OF HRSG HP DRUM | no data | no data | 208/120VAC CIRCUIT BREAKER | no data | no data | OPEN | CLOSED | no data | no data
4414.0 | UNIT 2 HRSG PLATFORMS LIGHTS 2 208VAC | 02-LTG-CNT-12121 | 02-LVD-PPL-12121, BR 35/37 TOP OF HRSG HP DRUM | no data | no data | 208/120VAC CIRCUIT BREAKER | no data | no data | OPEN | CLOSED | no data | no data
4415.0 | ACC 2 LIGHTING CONTACTOR COIL 120VAC | 02-LTG-CNT-12121 | 02-LVD-PPL-12121, BR 42 TOP OF HRSG HP DRUM | no data | no data | 208/120VAC CIRCUIT BREAKER | no data | no data | OPEN | CLOSED | no data | no data
4416.0 | AUX BLR 120 VAC PWR | 00-AXS-CPL-01 | 02-LVD-PPL-12151, BR 1 AUX BOILER WEST WALL | no data | no data | 208/120VAC CIRCUIT BREAKER | no data | no data | OPEN | CLOSED | no data | no data
4417.0 | LIGHTING CONTACTOR COIL 120VAC | 02-LTG-CNT-12151 | 02-LVD-PPL-12151, BR 2 AUX BOILER WEST WALL | no data | no data | 208/120VAC CIRCUIT BREAKER | no data | no data | OPEN | CLOSED | no data | no data
4418.0 | AUX BOILER BUILDING HIGH BAY LIGHTS #1 208VAC | 02-LTG-CNT-12151 | 02-LVD-PPL-12151, BR 3/5 AUX BOILER WEST WALL | no data | no data | 208/120VAC CIRCUIT BREAKER | no data | no data | OPEN | CLOSED | no data | no data
4419.0 | AUX BOILER BUILDING HIGH BAY LIGHTS #2 208VAC | 02-LTG-CNT-12151 | 02-LVD-PPL-12151, BR 4/6 AUX BOILER WEST WALL | no data | no data | 208/120VAC CIRCUIT BREAKER | no data | no data | OPEN | CLOSED | no data | no data
4420.0 | CONVENIENCE RECPT AUX BOILER BLDG | 00-0601-R1 | 02-LVD-PPL-12151, BR 7 AUX BOILER WEST WALL | no data | no data | 208/120VAC CIRCUIT BREAKER | no data | no data | OPEN | CLOSED | no data | no data
4421.0 | AUX BOILER BLDG GAS HEATER FAN 1 120 VAC | 00-HVC-HTR-01 | 02-LVD-PPL-12151, BR 9 AUX BOILER WEST WALL | no data | no data | 208/120VAC CIRCUIT BREAKER | no data | no data | OPEN | CLOSED | no data | no data
4422.0 | AUX BOILER BLDG GAS HEATER FAN 2 120 VAC | 00-HVC-HTR-02 | 02-LVD-PPL-12151, BR 10 AUX BOILER WEST WALL | no data | no data | 208/120VAC CIRCUIT BREAKER | no data | no data | OPEN | CLOSED | no data | no data
4423.0 | AUX BOILER BLDG GAS HEATER FAN 3 120 VAC | 00-HVC-HTR-03 | 02-LVD-PPL-12151, BR 11 AUX BOILER WEST WALL | no data | no data | 208/120VAC CIRCUIT BREAKER | no data | no data | OPEN | CLOSED | no data | no data
4424.0 | AUX BOILER BLDG GAS HEATER FAN 4 120 VAC | 00-HVC-HTR-04 | 02-LVD-PPL-12151, BR 12 AUX BOILER WEST WALL | no data | no data | 208/120VAC CIRCUIT BREAKER | no data | no data | OPEN | CLOSED | no data | no data
4425.0 | AUX BOILER BLDG GAS HEATER FAN 5 120 VAC | 00-HVC-HTR-05 | 02-LVD-PPL-12151, BR 13 AUX BOILER WEST WALL | no data | no data | 208/120VAC CIRCUIT BREAKER | no data | no data | OPEN | CLOSED | no data | no data
4426.0 | AUX BOILER BLDG GAS HEATER FAN 6 120 VAC | 00-HVC-HTR-06 | 02-LVD-PPL-12151, BR 14 AUX BOILER WEST WALL | no data | no data | 208/120VAC CIRCUIT BREAKER | no data | no data | OPEN | CLOSED | no data | no data
4427.0 | AUX BOILER BLDG GAS HEATER FAN 7 120 VAC | 00-HVC-HTR-07 | 02-LVD-PPL-12151, BR 15 AUX BOILER WEST WALL | no data | no data | 208/120VAC CIRCUIT BREAKER | no data | no data | OPEN | CLOSED | no data | no data
4428.0 | AUX BOILER BLDG GAS HEATER FAN 8 120 VAC | 00-HVC-HTR-08 | 02-LVD-PPL-12151, BR 16 AUX BOILER WEST WALL | no data | no data | 208/120VAC CIRCUIT BREAKER | no data | no data | OPEN | CLOSED | no data | no data
4429.0 | AUX BOILER WEST WALL INTAKE LOUVER 3 120 VAC | 00-HVC-LVR-03 | 02-LVD-PPL-12151, BR 17 AUX BOILER WEST WALL | no data | no data | 208/120VAC CIRCUIT BREAKER | no data | no data | OPEN | CLOSED | no data | no data
4430.0 | AUX BOILER SOUTH WALL INTAKE LOUVER 2 120 VAC | 00-HVC-LVR-02 | 02-LVD-PPL-12151, BR 18 AUX BOILER WEST WALL | no data | no data | 208/120VAC CIRCUIT BREAKER | no data | no data | OPEN | CLOSED | no data | no data
4431.0 | AUX BOILER BLDG HVAC CPL 120 VAC | 00-HVC-CPL-01 | 02-LVD-PPL-12151, BR 19 AUX BOILER WEST WALL | no data | no data | 208/120VAC CIRCUIT BREAKER | no data | no data | OPEN | CLOSED | no data | no data
4432.0 | AUX BOILER BLDG EMERGENCY LIGHTING | 00-4001-E5 | 02-LVD-PPL-12151, BR 20 AUX BOILER WEST WALL | no data | no data | 208/120VAC CIRCUIT BREAKER | no data | no data | OPEN | CLOSED | no data | no data
4434.0 | WTT BLDG MAIN CPL 120VAC | 00-DWT-PNL-01 | 02-LVD-PPL-12181, BR 5 EAST WALL RO BLDG | no data | no data | 208/120VAC CIRCUIT BREAKER | no data | no data | OPEN | CLOSED | no data | no data
4435.0 | WTT RO CFD SODIUM BISULFITE 120VAC | 00-DWT-JBX-06 | 02-LVD-PPL-12181, BR 6 EAST WALL RO BLDG | no data | no data | 208/120VAC CIRCUIT BREAKER | no data | no data | OPEN | OPEN | no data | no data
4436.0 | WTT RO CFD ANTI SCALANT 120VAC | 00-DWT-JBX-05 | 02-LVD-PPL-12181, BR 8 EAST WALL RO BLDG | no data | no data | 208/120VAC CIRCUIT BREAKER | no data | no data | OPEN | CLOSED | no data | no data
4437.0 | WTT RO CFD CAUSTIC FEED 120VAC | 00-DWT-JBX-07 | 02-LVD-PPL-12181, BR 9 EAST WALL RO BLDG | no data | no data | 208/120VAC CIRCUIT BREAKER | no data | no data | OPEN | CLOSED | no data | no data
4438.0 | WTT SWS SODIUM HYPOCHLORITE FEED 120VAC | 00-DWT-JBX-08 | 02-LVD-PPL-12181, BR 10 EAST WALL RO BLDG | no data | no data | 208/120VAC CIRCUIT BREAKER | no data | no data | OPEN | CLOSED | no data | no data
4439.0 | CHLORINE ANALYZER SYS 120VAC | 00-AIT-DWT820 | 02-LVD-PPL-12181, BR 12 EAST WALL RO BLDG | no data | no data | 208/120VAC CIRCUIT BREAKER | no data | no data | OPEN | CLOSED | no data | no data
4440.0 | WTT BLDG SILICA ANALYZER 120 VAC | 00-DWT-PNL-10 | 02-LVD-PPL-12181, BR 13 EAST WALL RO BLDG | no data | no data | 208/120VAC CIRCUIT BREAKER | no data | no data | OPEN | CLOSED | no data | no data
4441.0 | WTT BLDG SODIUM ANALYZER 120 VAC | 00-DWT-PNL-10 | 02-LVD-PPL-12181, BR 15 EAST WALL RO BLDG | no data | no data | 208/120VAC CIRCUIT BREAKER | no data | no data | OPEN | CLOSED | no data | no data
4442.0 | LIGHTING CONTACTOR COIL 120VAC | 02-LTG-CNT-12181 | 02-LVD-PPL-12181, BR 29 EAST WALL RO BLDG | no data | no data | 208/120VAC CIRCUIT BREAKER | no data | no data | OPEN | CLOSED | no data | no data
4443.0 | CONVENIENCE RECPT AT DEMIN WATER TANK | 00-0801-R1 | 02-LVD-PPL-12181, BR 30 EAST WALL RO BLDG | no data | no data | 208/120VAC CIRCUIT BREAKER | no data | no data | OPEN | CLOSED | no data | no data
4444.0 | EXTERIOR LIGHTS DEMIN WATER TANK AREA 208VAC | 02-LTG-CNT-12181 | 02-LVD-PPL-12181, BR 31/33 EAST WALL RO BLDG | no data | no data | 208/120VAC CIRCUIT BREAKER | no data | no data | OPEN | CLOSED | no data | no data
4445.0 | EXTERIOR LIGHTS DEMIN WATER TANK AREA 208VAC | 02-LTG-CNT-12181 | 02-LVD-PPL-12181, BR 32/34 EAST WALL RO BLDG | no data | no data | 208/120VAC CIRCUIT BREAKER | no data | no data | OPEN | CLOSED | no data | no data
4446.0 | UNIT 2 TUR BLDG 480V/208-120V AC DIST XFR 1 | 02-LVB-XFR-22111 | 02-LVB-PPL-2211, BR 4 MAINTENANCE SHOP NW | no data | no data | 480 V CIRCUIT BREACKER | no data | no data | OPEN | CLOSED | no data | no data
4447.0 | UNIT 2 TURBINE BUILDING 480V PANELBOARD SE | 02-LVB-PPL-22112 | 02-LVB-PPL-2211, BR 5 MAINTENANCE SHOP NW | no data | no data | 480 V CIRCUIT BREACKER | no data | no data | OPEN | CLOSED | no data | no data
4448.0 | UNIT 2 TURBINE BUILDING 480V PANELBOARD SW | 02-LVB-PPL-22113 | 02-LVB-PPL-2211, BR 6 MAINTENANCE SHOP NW | no data | no data | 480 V CIRCUIT BREACKER | no data | no data | OPEN | CLOSED | no data | no data
4449.0 | 5 TON HVAC #4 | null | 02-LVB-PPL-2212, BR 1 INSIDE HRSG SWG ENCLOSURE | no data | no data | 480 V CIRCUIT BREACKER | no data | no data | OPEN | CLOSED | no data | no data
4450.0 | 5 TON HVAC #5 | null | 02-LVB-PPL-2212, BR 2 INSIDE HRSG SWG ENCLOSURE | no data | no data | 480 V CIRCUIT BREACKER | no data | no data | OPEN | CLOSED | no data | no data
4451.0 | 5 TON HVAC #6 | null | 02-LVB-PPL-2212, BR 3 INSIDE HRSG SWG ENCLOSURE | no data | no data | 480 V CIRCUIT BREACKER | no data | no data | OPEN | CLOSED | no data | no data
4452.0 | HRSG 2 HP ATTEMP COOLING WATER SHUTOFF VLV | 02-MOV-HRS914 | 02-LVB-PPL-2212, BR 5 INSIDE HRSG SWG ENCLOSURE | no data | no data | 480 V CIRCUIT BREACKER | no data | no data | OPEN | CLOSED | no data | no data
4453.0 | HRSG 2 REHEAT ATTEMP INLET SHUTOFF VLV FEED | 02-MOV-HRS912 | 02-LVB-PPL-2212, BR 6 INSIDE HRSG SWG ENCLOSURE | no data | no data | 480 V CIRCUIT BREACKER | no data | no data | OPEN | CLOSED | no data | no data
4454.0 | HRSG 2 REHEAT DRN MOV MAIN PWR FEED | 02-MOV-HRS914 | 02-LVB-PPL-2212, BR 7 INSIDE HRSG SWG ENCLOSURE | no data | no data | 480 V CIRCUIT BREACKER | no data | no data | OPEN | CLOSED | no data | no data
4455.0 | HRSG 2 HP BD MAINFOLD DRN MAIN PWR FEED | 02-MOV-HBD941 | 02-LVB-PPL-2212, BR 8 INSIDE HRSG SWG ENCLOSURE | no data | no data | 480 V CIRCUIT BREACKER | no data | no data | OPEN | CLOSED | no data | no data
4456.0 | HRSG 2 IP BD MAINFOLD DRN MAIN PWR FEED | 02-MOV-HBD942 | 02-LVB-PPL-2212, BR 9 INSIDE HRSG SWG ENCLOSURE | no data | no data | 480 V CIRCUIT BREACKER | no data | no data | OPEN | CLOSED | no data | no data
4457.0 | UNIT 2 CEMS DSW 02 480 VAC | 02-CEM-DSW-02 | 02-LVB-PPL-2212, BR 13 INSIDE HRSG SWG ENCLOSURE | no data | no data | 480 V CIRCUIT BREACKER | no data | no data | OPEN | CLOSED | no data | no data
4458.0 | UNIT 2 BFP A SOUND ENCLOSURE HEATER PWR FEED | 02-BFW-PNL-01A | 02-LVB-PPL-2213, BR 1 OUTSIDE HRSG SWG ENCLOSURE | no data | no data | 480 V CIRCUIT BREACKER | no data | no data | OPEN | CLOSED | no data | no data
4459.0 | UNIT 2 BFP B SOUND ENCLOSURE HEATER PWR FEED | 02-BFW-PNL-01B | 02-LVB-PPL-2213, BR 2 OUTSIDE HRSG SWG ENCLOSURE | no data | no data | 480 V CIRCUIT BREACKER | no data | no data | OPEN | CLOSED | no data | no data
4460.0 | HRSG 2 IP STEAM OUTLET MOV MAIN PWR FEED | 02-MOV-HIS902 | 02-LVB-PPL-2213, BR 3 OUTSIDE HRSG SWG ENCLOSURE | no data | no data | 480 V CIRCUIT BREACKER | no data | no data | OPEN | CLOSED | no data | no data
4461.0 | HRSG 2 LP FEEDWATER INLET STOP MAIN PWR FEED | 02-MOV-HLS931 | 02-LVB-PPL-2213, BR 4 OUTSIDE HRSG SWG ENCLOSURE | no data | no data | 480 V CIRCUIT BREACKER | no data | no data | OPEN | CLOSED | no data | no data
4462.0 | HRSG 2 IP FEEDWATER FGH STOP VLV MAIN PWR FEED | 02-MOV-HIS904 | 02-LVB-PPL-2213, BR 5 OUTSIDE HRSG SWG ENCLOSURE | no data | no data | 480 V CIRCUIT BREACKER | no data | no data | OPEN | CLOSED | no data | no data
4463.0 | HRSG 2 IP CONT BLOWDOWN STOP MAIN PWR FEED | 02-MOV-HIS905 | 02-LVB-PPL-2213, BR 6 OUTSIDE HRSG SWG ENCLOSURE | no data | no data | 480 V CIRCUIT BREACKER | no data | no data | OPEN | CLOSED | no data | no data
4464.0 | HRSG 2 HP INTERMITTENT BLOWDOWN STOP FEED | 02-MOV-HHS909 | 02-LVB-PPL-2213, BR 7 OUTSIDE HRSG SWG ENCLOSURE | no data | no data | 480 V CIRCUIT BREACKER | no data | no data | OPEN | CLOSED | no data | no data
4465.0 | HRSG 2 IP STEAM STOP MAIN PWR FEED | 02-MOV-HIS908 | 02-LVB-PPL-2213, BR 8 OUTSIDE HRSG SWG ENCLOSURE | no data | no data | 480 V CIRCUIT BREACKER | no data | no data | OPEN | CLOSED | no data | no data
4466.0 | HRSG 2 HP INTERMITTENT BLOWDOWN STOP FEED | 02-MOV-HHS912 | 02-LVB-PPL-2213, BR 9 OUTSIDE HRSG SWG ENCLOSURE | no data | no data | 480 V CIRCUIT BREACKER | no data | no data | OPEN | CLOSED | no data | no data
4467.0 | HRSG 2 GRADE W 480VAC PANELBOARD 2 MAIN FEED | 02-LVB-PPL-22131 | 02-LVB-PPL-2213, BR 10 OUTSIDE HRSG SWG ENCLOSURE | no data | no data | 480 V CIRCUIT BREACKER | no data | no data | OPEN | CLOSED | no data | no data
4468.0 | UNIT 2 ACHE AREA WELDING RECEPT | 02-LVB-RCP-02 | 02-LVB-PPL-2213, BR 11 OUTSIDE HRSG SWG ENCLOSURE | no data | no data | 480 V CIRCUIT BREACKER | no data | no data | OPEN | CLOSED | no data | no data
4469.0 | HRSG 2 IP SH MOV VENT VLV 480 VAC | 02-MOV-HIS946 | 02-LVB-PPL-2213, BR 12 OUTSIDE HRSG SWG ENCLOSURE | no data | no data | 480 V CIRCUIT BREACKER | no data | no data | OPEN | CLOSED | no data | no data
4470.0 | UNIT 2 HRSG STACK HOIST PWR FEED | 02-HRG-HST-01 | 02-LVB-PPL-2213, BR 13 OUTSIDE HRSG SWG ENCLOSURE | no data | no data | 480 V CIRCUIT BREACKER | no data | no data | OPEN | CLOSED | no data | no data
4471.0 | UNIT 2 BFW PUMP 01B HOIST 480VAC PWR FEED | 02-BFW-HST-01B | 02-LVB-PPL-2213, BR 14 OUTSIDE HRSG SWG ENCLOSURE | no data | no data | 480 V CIRCUIT BREACKER | no data | no data | OPEN | CLOSED | no data | no data
4472.0 | UNIT 2 HP STEAM BYPASS VALVE HOIST PWR FEED | 02-HPS-HST-01 | 02-LVB-PPL-2213, BR 15 OUTSIDE HRSG SWG ENCLOSURE | no data | no data | 480 V CIRCUIT BREACKER | no data | no data | OPEN | CLOSED | no data | no data
4473.0 | PIPERACK 2 WELDING RECEPT 9 480VAC | 02-LVB-RCP-09 | 02-LVB-PPL-2213, BR 16 OUTSIDE HRSG SWG ENCLOSURE | no data | no data | 480 V CIRCUIT BREACKER | no data | no data | OPEN | CLOSED | no data | no data
4474.0 | UNIT 2 BFW PUMP 01A HOIST 480VAC PWR FEED | 02-BFW-HST-01A | 02-LVB-PPL-2213, BR 17 OUTSIDE HRSG SWG ENCLOSURE | no data | no data | 480 V CIRCUIT BREACKER | no data | no data | OPEN | CLOSED | no data | no data
4475.0 | PIPERACK 2 WELDING RECEPT 11 480VAC | 02-LVB-RCP-11 | 02-LVB-PPL-2213, BR 18 OUTSIDE HRSG SWG ENCLOSURE | no data | no data | 480 V CIRCUIT BREACKER | no data | no data | OPEN | CLOSED | no data | no data
4476.0 | PIPERACK 2 WELDING RECEPT 10 480VAC | 02-LVB-RCP-10 | 02-LVB-PPL-2213, BR 19 OUTSIDE HRSG SWG ENCLOSURE | no data | no data | 480 V CIRCUIT BREACKER | no data | no data | OPEN | CLOSED | no data | no data
4477.0 | PIPERACK 2 WELDING RECEPT 13 480VAC | 02-LVB-RCP-13 | 02-LVB-PPL-2213, BR 20 OUTSIDE HRSG SWG ENCLOSURE | no data | no data | 480 V CIRCUIT BREACKER | no data | no data | OPEN | CLOSED | no data | no data
4478.0 | PIPERACK 2 WELDING RECEPT 12 480VAC | 02-LVB-RCP-12 | 02-LVB-PPL-2213, BR 21 OUTSIDE HRSG SWG ENCLOSURE | no data | no data | 480 V CIRCUIT BREACKER | no data | no data | OPEN | CLOSED | no data | no data
4479.0 | SDR CPL LIFT STATION FEED B 480VAC | 00-SDR-CPL-01 | 02-LVB-PPL-2214, BR 1 NE CORNER OF RO BLDG | no data | no data | 480 V CIRCUIT BREACKER | no data | no data | OPEN | CLOSED | no data | no data
4480.0 | WT DRAINS SUMP PMP CPL FEED B 480VAC | 00-DWT-CPL-01 | 02-LVB-PPL-2214, BR 2 NE CORNER OF RO BLDG | no data | no data | 480 V CIRCUIT BREACKER | no data | no data | OPEN | CLOSED | no data | no data
4481.0 | DWS CPL PWR FEED | 00-DWS-CPL-01 | 02-LVB-PPL-2214, BR 3 NE CORNER OF RO BLDG | no data | no data | 480 V CIRCUIT BREACKER | no data | no data | OPEN | CLOSED | no data | no data
4482.0 | ADMN BLDG 480-208/120VAC XFR | 02-LVB-PPL-22141 | 02-LVB-PPL-2214, BR 5 NE CORNER OF RO BLDG | no data | no data | 480 V CIRCUIT BREACKER | no data | no data | OPEN | CLOSED | no data | no data
4483.0 | ADMIN BLDG WELDING RECEPT | 00-LVB-RCP-01 | 02-LVB-PPL-2214, BR 7 NE CORNER OF RO BLDG | no data | no data | 480 V CIRCUIT BREACKER | no data | no data | OPEN | CLOSED | no data | no data
4484.0 | UNIT 2 TURBINE BLDG ROOF EXH FAN DSW 59 480V | 02-HVC-DSW-59 | 02-LVB-PPL-2215, BR1 NE CORNER TURBINE BLDG | no data | no data | 480 V CIRCUIT BREACKER | no data | no data | OPEN | CLOSED | no data | no data
4485.0 | UNIT 2 TURBINE BLDG ROOF EXH FAN DSW 60 480V | 02-HVC-DSW-60 | 02-LVB-PPL-2215, BR2 NE CORNER TURBINE BLDG | no data | no data | 480 V CIRCUIT BREACKER | no data | no data | OPEN | CLOSED | no data | no data
4486.0 | UNIT 2 TURBINE BLDG ROOF EXH FAN DSW 61 480V | 02-HVC-DSW-61 | 02-LVB-PPL-2215, BR3 NE CORNER TURBINE BLDG | no data | no data | 480 V CIRCUIT BREACKER | no data | no data | OPEN | CLOSED | no data | no data
4487.0 | UNIT 2 TURBINE BLDG ROOF EXH FAN DSW 62 480V | 02-HVC-DSW-62 | 02-LVB-PPL-2215, BR4 NE CORNER TURBINE BLDG | no data | no data | 480 V CIRCUIT BREACKER | no data | no data | OPEN | CLOSED | no data | no data
4488.0 | UNIT 2 TURBINE BLDG ROOF EXH FAN DSW 63 480V | 02-HVC-DSW-63 | 02-LVB-PPL-2215, BR5 NE CORNER TURBINE BLDG | no data | no data | 480 V CIRCUIT BREACKER | no data | no data | OPEN | CLOSED | no data | no data
4489.0 | UNIT 2 TURBINE BLDG ROOF EXH FAN DSW 64 480V | 02-HVC-DSW-64 | 02-LVB-PPL-2215, BR6 NE CORNER TURBINE BLDG | no data | no data | 480 V CIRCUIT BREACKER | no data | no data | OPEN | CLOSED | no data | no data
4490.0 | UNIT 2 TURBINE BLDG ROOF EXH FAN DSW 65 480V | 02-HVC-DSW-65 | 02-LVB-PPL-2215, BR7 NE CORNER TURBINE BLDG | no data | no data | 480 V CIRCUIT BREACKER | no data | no data | OPEN | CLOSED | no data | no data
4491.0 | UNIT 2 TURBINE BLDG ROOF EXH FAN DSW 66 480V | 02-HVC-DSW-66 | 02-LVB-PPL-2215, BR8 NE CORNER TURBINE BLDG | no data | no data | 480 V CIRCUIT BREACKER | no data | no data | OPEN | CLOSED | no data | no data
4492.0 | UNIT 2 TURBINE BLDG AHU 53 DSW 480 VAC | 02-HVC-DSW-69 | 02-LVB-PPL-2215, BR9 NE CORNER TURBINE BLDG | no data | no data | 480 V CIRCUIT BREACKER | no data | no data | OPEN | CLOSED | no data | no data
4493.0 | UNIT 2 TURBINE BLDG AHU 68 DSW 480 VAC | 02-HVC-DSW-68 | 02-LVB-PPL-2215, BR10 NE CORNER TURBINE BLDG | no data | no data | 480 V CIRCUIT BREACKER | no data | no data | OPEN | CLOSED | no data | no data
4494.0 | UNIT 2 TURBINE BLDG ROLL UP DOOR 2 480 VAC | 02-HVC-DOR-02 | 02-LVB-PPL-2215, BR11 NE CORNER TURBINE BLDG | no data | no data | 480 V CIRCUIT BREACKER | no data | no data | OPEN | CLOSED | no data | no data
4495.0 | CONVENIENCE RECPTS UNIT 2 PIPE RACK | 02-0401-R1 | 02-LVD-PPL-2211, BR2OUTSIDE HRSG SWG ENCLOSURE | no data | no data | 208/120VAC CIRCUIT BREAKER | no data | no data | OPEN | CLOSED | no data | no data
4496.0 | UNIT 2 CT WASH WTR DRAINS TANK CPL PWR 120VAC | 02-CTP-CPL-01 | 02-LVD-PPL-2211, BR3 OUTSIDE HRSG SWG ENCLOSURE | no data | no data | 208/120VAC CIRCUIT BREAKER | no data | no data | OPEN | CLOSED | no data | no data
4497.0 | CONVENIENCE RECPT UNIT 2 HRSG GROUND LEVEL | 02-0201-R1 | 02-LVD-PPL-2211, BR4OUTSIDE HRSG SWG ENCLOSURE | no data | no data | 208/120VAC CIRCUIT BREAKER | no data | no data | OPEN | CLOSED | no data | no data
4499.0 | UNIT 2 BFP A SOUND ENCLOSURE EXHAUST FAN FEED | 02-BFW-PNL-01A | 02-LVD-PPL-2211, BR7 OUTSIDE HRSG SWG ENCLOSURE | no data | no data | 208/120VAC CIRCUIT BREAKER | no data | no data | OPEN | CLOSED | no data | no data
4500.0 | UNIT 2 BFP B SOUND ENCLOSURE EXHAUST FAN FEED | 02-BFW-PNL-01B | 02-LVD-PPL-2211, BR9 OUTSIDE HRSG SWG ENCLOSURE | no data | no data | 208/120VAC CIRCUIT BREAKER | no data | no data | OPEN | CLOSED | no data | no data
4501.0 | MVA XFR HRSG 2 B - SUS HEATERS | 02-MVA-XFR-22 | 02-LVD-PPL-2211, BR10OUTSIDE HRSG SWG ENCLOSURE | no data | no data | 208/120VAC CIRCUIT BREAKER | no data | no data | OPEN | CLOSED | no data | no data
4502.0 | FIRE WTR PMP BLD LOCAL FIRE ALM CPL NODE #4 | 00-FPS-PNL-12 | 02-LVD-PPL-2211, BR11OUTSIDE HRSG SWG ENCLOSURE | no data | no data | 208/120VAC CIRCUIT BREAKER | no data | no data | OPEN | CLOSED | no data | no data
4503.0 | UNIT 2 OIL/WATER SEPARATOR | 02-CTP-CPL-01 | 02-LVD-PPL-2211, BR16 OUTSIDE HRSG SWG ENCLOSURE | no data | no data | 208/120VAC CIRCUIT BREAKER | no data | no data | OPEN | CLOSED | no data | no data
4504.0 | UNIT 2 DUCT BURNER CONTROL PANEL MAIN POWER | 02-BUR-CPL-01 | 02-LVD-PPL-2211, BR16 OUTSIDE HRSG SWG ENCLOSURE | no data | no data | 208/120VAC CIRCUIT BREAKER | no data | no data | OPEN | CLOSED | no data | no data
4505.0 | AQA TNK AREA EAST SAFETY SHWR 120 VAC MAIN | 00-PWS-JBX-03 | 02-LVD-PPL-2211, BR20OUTSIDE HRSG SWG ENCLOSURE | no data | no data | 208/120VAC CIRCUIT BREAKER | no data | no data | OPEN | CLOSED | no data | no data
4506.0 | MVA XFR HRSG 2 A - SUS HEATERS | 02-MVA-XFR-12 | 02-LVD-PPL-2211, BR21OUTSIDE HRSG SWG ENCLOSURE | no data | no data | 208/120VAC CIRCUIT BREAKER | no data | no data | OPEN | CLOSED | no data | no data
4507.0 | AQA TNK AREA WEST SAFETY SHWR 120 VAC MAIN | 00-PWS-JBX-02 | 02-LVD-PPL-2211, BR22OUTSIDE HRSG SWG ENCLOSURE | no data | no data | 208/120VAC CIRCUIT BREAKER | no data | no data | OPEN | CLOSED | no data | no data
4508.0 | UNIT 2 BFP A SOUND ENCLOSURE HEATER PWR FEED | 02-BFW-JBX-06A | 02-LVD-PPL-2211, BR23 OUTSIDE HRSG SWG ENCLOSURE | no data | no data | 208/120VAC CIRCUIT BREAKER | no data | no data | OPEN | CLOSED | no data | no data
4509.0 | UNIT 2 SCR SKID SAFETY SHWR 120 VAC MAIN | 00-PWS-JBX-01 | 02-LVD-PPL-2211, BR24OUTSIDE HRSG SWG ENCLOSURE | no data | no data | 208/120VAC CIRCUIT BREAKER | no data | no data | OPEN | CLOSED | no data | no data
4510.0 | UNIT 2 BFP B SOUND ENCLOSURE HEATER PWR FEED | 02-BFW-JBX-06B | 02-LVD-PPL-2211, BR25 OUTSIDE HRSG SWG ENCLOSURE | no data | no data | 208/120VAC CIRCUIT BREAKER | no data | no data | OPEN | CLOSED | no data | no data
4511.0 | CONV. RECPTS UNIT 2 PIPE RACK GROUND LEVEL | 02-0101-R1 | 02-LVD-PPL-2211, BR27OUTSIDE HRSG SWG ENCLOSURE | no data | no data | 208/120VAC CIRCUIT BREAKER | no data | no data | OPEN | CLOSED | no data | no data
4512.0 | CONVENIENCE RECPT AT UNIT 2 ACHE 120VAC | 02-1201-R | 02-LVD-PPL-2211, BR28OUTSIDE HRSG SWG ENCLOSURE | no data | no data | 208/120VAC CIRCUIT BREAKER | no data | no data | OPEN | CLOSED | no data | no data
4513.0 | CONVENIENCE RECPT AT FIRE PUMP ENCLOSURE | 00-0920-R1 | 02-LVD-PPL-2211, BR29OUTSIDE HRSG SWG ENCLOSURE | no data | no data | 208/120VAC CIRCUIT BREAKER | no data | no data | OPEN | CLOSED | no data | no data
4514.0 | PIPE RACK PLATFORMS 208VAC | 02-LTG-CNT-2211 | 02-LVD-PPL-2211, BR30/32OUTSIDE HRSG SWG ENCLOSURE | no data | no data | 208/120VAC CIRCUIT BREAKER | no data | no data | OPEN | CLOSED | no data | no data
4515.0 | PIPE RACK PLATFORMS 208VAC | 02-LTG-CNT-2211 | 02-LVD-PPL-2211, BR31/33OUTSIDE HRSG SWG ENCLOSURE | no data | no data | 208/120VAC CIRCUIT BREAKER | no data | no data | OPEN | CLOSED | no data | no data
4516.0 | UNIT 2 ACHE UPPER DECK LIGHTING | 02-LTG-CNT-2211 | 02-LVD-PPL-2211, BR34/36 OUTSIDE HRSG SWG ENCLOSURE | no data | no data | 208/120VAC CIRCUIT BREAKER | no data | no data | OPEN | CLOSED | no data | no data
4517.0 | UNIT 2 ACHE UPPER DECK LIGHTING | 02-LTG-CNT-2211 | 02-LVD-PPL-2211, BR35/37 OUTSIDE HRSG SWG ENCLOSURE | no data | no data | 208/120VAC CIRCUIT BREAKER | no data | no data | OPEN | CLOSED | no data | no data
4518.0 | LIGHTING CONTACTOR COIL 120VAC | 02-LTG-CNT-2211 | 02-LVD-PPL-2211, BR42OUTSIDE HRSG SWG ENCLOSURE | no data | no data | 208/120VAC CIRCUIT BREAKER | no data | no data | OPEN | CLOSED | no data | no data
4519.0 | LIGHTING CONTACTOR COIL 120VAC | 02-LTG-CNT-22111 | 02-LVD-PPL-22111, BR1NE CORNER TURNBINE BLDG | no data | no data | 208/120VAC CIRCUIT BREAKER | no data | no data | OPEN | CLOSED | no data | no data
4520.0 | UNIT 2 TURBINE BLDG EAST WALL INTAKE LOUVER 59 | 02-HVC-LVR-59 | 02-LVD-PPL-22111, BR3 NE CORNER TURNBINE BLDG | no data | no data | 208/120VAC CIRCUIT BREAKER | no data | no data | OPEN | CLOSED | no data | no data
4521.0 | UNIT 2 TURBINE BLDG EAST WALL INTAKE LOUVER 58 | 02-HVC-LVR-58 | 02-LVD-PPL-22111, BR4 NE CORNER TURNBINE BLDG | no data | no data | 208/120VAC CIRCUIT BREAKER | no data | no data | OPEN | CLOSED | no data | no data
4522.0 | UNIT 2 TURBINE BLDG GAS HEATER FAN 54 120 VAC | 02-HVC-HTR-54 | 02-LVD-PPL-22111, BR5 NE CORNER TURNBINE BLDG | no data | no data | 208/120VAC CIRCUIT BREAKER | no data | no data | OPEN | CLOSED | no data | no data
4523.0 | UNIT 2 TURBINE BLDG GAS HEATER FAN 57 120 VAC | 02-HVC-HTR-57 | 02-LVD-PPL-22111, BR6 NE CORNER TURNBINE BLDG | no data | no data | 208/120VAC CIRCUIT BREAKER | no data | no data | OPEN | CLOSED | no data | no data
4524.0 | UNIT 2 TURBINE BLDG GAS HEATER FAN 55 120 VAC | 02-HVC-HTR-55 | 02-LVD-PPL-22111, BR7 NE CORNER TURNBINE BLDG | no data | no data | 208/120VAC CIRCUIT BREAKER | no data | no data | OPEN | CLOSED | no data | no data
4525.0 | UNIT 2 TURBINE BLDG GAS HEATER FAN 58 120 VAC | 02-HVC-HTR-58 | 02-LVD-PPL-22111, BR8 NE CORNER TURNBINE BLDG | no data | no data | 208/120VAC CIRCUIT BREAKER | no data | no data | OPEN | CLOSED | no data | no data
4526.0 | UNIT 2 TURBINE BLDG GAS HEATER FAN 56 120 VAC | 02-HVC-HTR-56 | 02-LVD-PPL-22111, BR9 NE CORNER TURNBINE BLDG | no data | no data | 208/120VAC CIRCUIT BREAKER | no data | no data | OPEN | CLOSED | no data | no data
4527.0 | UNIT 2 TURBINE BLDG GAS HEATER FAN 59 120 VAC | 02-HVC-HTR-59 | 02-LVD-PPL-22111, BR10 NE CORNER TURNBINE BLDG | no data | no data | 208/120VAC CIRCUIT BREAKER | no data | no data | OPEN | CLOSED | no data | no data
4528.0 | UNIT 2 TURBINE BLDG HVAC CONTROL PANEL 52 | 02-HVC-CPL-52 | 02-LVD-PPL-22111, BR11 NE CORNER TURNBINE BLDG | no data | no data | 208/120VAC CIRCUIT BREAKER | no data | no data | OPEN | CLOSED | no data | no data
4529.0 | UNIT 2 TURBINE BLDG GAS HEATER FAN 60 120 VAC | 02-HVC-HTR-60 | 02-LVD-PPL-22111, BR12 NE CORNER TURNBINE BLDG | no data | no data | 208/120VAC CIRCUIT BREAKER | no data | no data | OPEN | CLOSED | no data | no data
4530.0 | UNIT 2 TURBINE BLDG HVAC CONTROL PANEL 51 | 02-HVC-CPL-51 | 02-LVD-PPL-22111, BR13 NE CORNER TURNBINE BLDG | no data | no data | 208/120VAC CIRCUIT BREAKER | no data | no data | OPEN | CLOSED | no data | no data
4531.0 | ST 2 DRNS SUMP PMP CTRL PNL REDUNDANT 2 | 02-PDR-CPL-01 | 02-LVD-PPL-22111, BR15NE CORNER TURNBINE BLDG | no data | no data | 208/120VAC CIRCUIT BREAKER | no data | no data | OPEN | CLOSED | no data | no data
4532.0 | UNIT 1 TURBINE BLDG VENT FAN PLATFORM LIGHTS | 02-3001-W2 | 02-LVD-PPL-22111, BR28NE CORNER TURNBINE BLDG | no data | no data | 208/120VAC CIRCUIT BREAKER | no data | no data | OPEN | CLOSED | no data | no data
4533.0 | CONVENIENCE RECPTS UNIT 2 TURBINE BLDG | 02-1001-R1 | 02-LVD-PPL-22111, BR29NE CORNER TURNBINE BLDG | no data | no data | 208/120VAC CIRCUIT BREAKER | no data | no data | OPEN | CLOSED | no data | no data
4534.0 | CONVENIENCE RECPTS UNIT 2 TURBINE BLDG | 02-1101-R1 | 02-LVD-PPL-22111, BR30NE CORNER TURNBINE BLDG | no data | no data | 208/120VAC CIRCUIT BREAKER | no data | no data | OPEN | CLOSED | no data | no data
4535.0 | UNIT 2 TURBINE BLDG HIGH BAY 208VAC | 02-LTG-CNT-22111 | 02-LVD-PPL-22111, BR31/33 NE CORNER TURNBINE BLDG | no data | no data | 208/120VAC CIRCUIT BREAKER | no data | no data | OPEN | CLOSED | no data | no data
4536.0 | UNIT 2 TURBINE BLDG HIGH BAY 208VAC | 02-LTG-CNT-22111 | 02-LVD-PPL-22111, BR32/34 NE CORNER TURNBINE BLDG | no data | no data | 208/120VAC CIRCUIT BREAKER | no data | no data | OPEN | CLOSED | no data | no data
4537.0 | UNIT 2 TURBINE BLDG PIT LIGHT 208VAC | 02-LTG-CNT-22111 | 02-LVD-PPL-22111, BR36/38 NE CORNER TURNBINE BLDG | no data | no data | 208/120VAC CIRCUIT BREAKER | no data | no data | OPEN | CLOSED | no data | no data
4538.0 | UNIT 2 TURBINE BLDG PIT LIGHT 208VAC | 02-LTG-CNT-22111 | 02-LVD-PPL-22111, BR39/41 NE CORNER TURNBINE BLDG | no data | no data | 208/120VAC CIRCUIT BREAKER | no data | no data | OPEN | CLOSED | no data | no data
4539.0 | UNIT 2 TURBINE BLDG ROOF EXH FAN DSW 51 480V | 02-HVC-DSW-51 | 02-LVB-PPL-22112, BR1 SE TURBINE DECK | no data | no data | 480 V CIRCUIT BREACKER | no data | no data | OPEN | CLOSED | no data | no data
4540.0 | UNIT 2 TURBINE BLDG ROOF EXH FAN DSW 52 480V | 02-HVC-DSW-52 | 02-LVB-PPL-22112, BR2 SE TURBINE DECK | no data | no data | 480 V CIRCUIT BREACKER | no data | no data | OPEN | CLOSED | no data | no data
4541.0 | UNIT 2 TURBINE BLDG ROOF EXH FAN DSW 53 480V | 02-HVC-DSW-53 | 02-LVB-PPL-22112, BR3 SE TURBINE DECK | no data | no data | 480 V CIRCUIT BREACKER | no data | no data | OPEN | CLOSED | no data | no data
4542.0 | UNIT 2 TURBINE BLDG ROOF EXH FAN DSW 54 480V | 02-HVC-DSW-54 | 02-LVB-PPL-22112, BR4 SE TURBINE DECK | no data | no data | 480 V CIRCUIT BREACKER | no data | no data | OPEN | CLOSED | no data | no data
4543.0 | UNIT 2 TURBINE BLDG ROOF EXH FAN DSW 55 480V | 02-HVC-DSW-55 | 02-LVB-PPL-22112, BR5 SE TURBINE DECK | no data | no data | 480 V CIRCUIT BREACKER | no data | no data | OPEN | CLOSED | no data | no data
4544.0 | UNIT 2 TURBINE BLDG ROOF EXH FAN DSW 56 480V | 02-HVC-DSW-56 | 02-LVB-PPL-22112, BR6 SE TURBINE DECK | no data | no data | 480 V CIRCUIT BREACKER | no data | no data | OPEN | CLOSED | no data | no data
4545.0 | UNIT 2 TURBINE BLDG ROOF EXH FAN DSW 57 480V | 02-HVC-DSW-57 | 02-LVB-PPL-22112, BR7 SE TURBINE DECK | no data | no data | 480 V CIRCUIT BREACKER | no data | no data | OPEN | CLOSED | no data | no data
4546.0 | UNIT 2 TURBINE BLDG ROOF EXH FAN DSW 58 480V | 02-HVC-DSW-58 | 02-LVB-PPL-22112, BR8 SE TURBINE DECK | no data | no data | 480 V CIRCUIT BREACKER | no data | no data | OPEN | CLOSED | no data | no data
4547.0 | UNIT 2 TURBINE BLDG AHU 67 DSW 480 VAC | 02-HVC-DSW-67 | 02-LVB-PPL-22112, BR9 SE TURBINE DECK | no data | no data | 480 V CIRCUIT BREACKER | no data | no data | OPEN | CLOSED | no data | no data
4548.0 | UNIT 2 TURBINE BLDG AHU 54 DSW 480 VAC | 02-HVC-DSW-70 | 02-LVB-PPL-22112, BR10 SE TURBINE DECK | no data | no data | 480 V CIRCUIT BREACKER | no data | no data | OPEN | CLOSED | no data | no data
4549.0 | UNIT 2 TURBINE BLDG ROLL UP DOOR 1 480 VAC | 02-HVC-DOR-01 | 02-LVB-PPL-22112, BR11 SE TURBINE DECK | no data | no data | 480 V CIRCUIT BREACKER | no data | no data | OPEN | CLOSED | no data | no data
4550.0 | TUR BLD 02 LOCAL FIRE ALARM CPL NODE #3 | 00-FPS-PNL-14 | 02-LVB-PPL-22113, BR5SW TURBINE DECK | no data | no data | 480 V CIRCUIT BREACKER | no data | no data | OPEN | CLOSED | no data | no data
4551.0 | UNIT 2 WTT CALCITE FILTER 120VAC RECEP | 02-DWS-CPL-06 | 02-LVB-PPL-22113, BR6SW TURBINE DECK | no data | no data | 480 V CIRCUIT BREACKER | no data | no data | OPEN | CLOSED | no data | no data
4552.0 | ST 2 DRNS SUMP PMP CTRL PNL REDUNDANT 1 120V | 02-PDR-CPL-01 | 02-LVB-PPL-22113, BR7SW TURBINE DECK | no data | no data | 480 V CIRCUIT BREACKER | no data | no data | OPEN | CLOSED | no data | no data
4553.0 | UNIT 2 DRAINS TANK AREA DECK LIGHTS 120VAC | 02-2701-W2 | 02-LVB-PPL-22113, BR8 SW TURBINE DECK | no data | no data | 480 V CIRCUIT BREACKER | no data | no data | OPEN | CLOSED | no data | no data
4554.0 | UNIT 2 SFC XFMR S.HTR 120 VAC MAIN | 02MKE01GT101 | 02-LVB-PPL-22113, BR9 SW TURBINE DECK | no data | no data | 480 V CIRCUIT BREACKER | no data | no data | OPEN | CLOSED | no data | no data
4555.0 | UNIT 2 DRAINS TANK AREA CONVENIENCE RECP | 02-1301-R1 | 02-LVB-PPL-22113, BR10 SW TURBINE DECK | no data | no data | 480 V CIRCUIT BREACKER | no data | no data | OPEN | CLOSED | no data | no data
4556.0 | UNIT 2 TURB CTRL PKG SAFETY SHWR 120 VAC MAIN | 00-PWS-JBX-06 | 02-LVB-PPL-22113, BR11 SW TURBINE DECK | no data | no data | 480 V CIRCUIT BREACKER | no data | no data | OPEN | CLOSED | no data | no data
4557.0 | UNIT 2 IPBD VTSC MAIN PWR 208VAC | 02-IPB-CPL-03 | 02-LVB-PPL-22113, BR12/14/16SW TURBINE DECK | no data | no data | 480 V CIRCUIT BREACKER | no data | no data | OPEN | CLOSED | no data | no data
4558.0 | UNIT 2 CALCITE FILTER CO2 INJECT MODULE CTRL PNL | 02-DWS-CPL-07 | 02-LVB-PPL-22113, BR13SW TURBINE DECK | no data | no data | 480 V CIRCUIT BREACKER | no data | no data | OPEN | CLOSED | no data | no data
4559.0 | UNIT 1 GCB PLATFORM LIGHTS | 02-3301-M1 | 02-LVB-PPL-22113, BR15SW TURBINE DECK | no data | no data | 480 V CIRCUIT BREACKER | no data | no data | OPEN | CLOSED | no data | no data
4560.0 | UNIT 2 IPBD DCT/UAT DSW HTRS 208VAC | 02-IPB-CPL-02 | 02-LVB-PPL-22113, BR18/20/22SW TURBINE DECK | no data | no data | 480 V CIRCUIT BREACKER | no data | no data | OPEN | CLOSED | no data | no data
4561.0 | UNIT 2 TURBINE BLDG WEST WALL INTAKE LOUVER 77 | 02-HVC-LVR-77 | 02-LVB-PPL-22113, BR23 SW TURBINE DECK | no data | no data | 480 V CIRCUIT BREACKER | no data | no data | OPEN | CLOSED | no data | no data
4562.0 | UNIT 2 TURBINE BLDG WEST WALL INTAKE LOUVER 74 | 02-HVC-LVR-74 | 02-LVB-PPL-22113, BR24 SW TURBINE DECK | no data | no data | 480 V CIRCUIT BREACKER | no data | no data | OPEN | CLOSED | no data | no data
4563.0 | UNIT 2 TURBINE BLDG GAS HEATER FAN 51 120 VAC | 02-HVC-HTR-51 | 02-LVB-PPL-22113, BR25 SW TURBINE DECK | no data | no data | 480 V CIRCUIT BREACKER | no data | no data | OPEN | CLOSED | no data | no data
4564.0 | UNIT 2 TURBINE BLDG GAS HEATER FAN 61 120 VAC | 02-HVC-HTR-61 | 02-LVB-PPL-22113, BR26 SW TURBINE DECK | no data | no data | 480 V CIRCUIT BREACKER | no data | no data | OPEN | CLOSED | no data | no data
4565.0 | UNIT 2 TURBINE BLDG GAS HEATER FAN 52 120 VAC | 02-HVC-HTR-52 | 02-LVB-PPL-22113, BR27 SW TURBINE DECK | no data | no data | 480 V CIRCUIT BREACKER | no data | no data | OPEN | CLOSED | no data | no data
4566.0 | UNIT 2 TURBINE BLDG GAS HEATER FAN 62 120 VAC | 02-HVC-HTR-62 | 02-LVB-PPL-22113, BR28 SW TURBINE DECK | no data | no data | 480 V CIRCUIT BREACKER | no data | no data | OPEN | CLOSED | no data | no data
4567.0 | UNIT 2 TURBINE BLDG GAS HEATER FAN 53 120 VAC | 02-HVC-HTR-53 | 02-LVB-PPL-22113, BR29 SW TURBINE DECK | no data | no data | 480 V CIRCUIT BREACKER | no data | no data | OPEN | CLOSED | no data | no data
4568.0 | UNIT 2 TURBINE BLDG GAS HEATER FAN 63 120 VAC | 02-HVC-HTR-63 | 02-LVB-PPL-22113, BR30 SW TURBINE DECK | no data | no data | 480 V CIRCUIT BREACKER | no data | no data | OPEN | CLOSED | no data | no data
4569.0 | UNIT 2 TURBINE BLDG EMERGENCY LIGHTING | 02-4001-E2 | 02-LVB-PPL-22113, BR31 SW TURBINE DECK | no data | no data | 480 V CIRCUIT BREACKER | no data | no data | OPEN | CLOSED | no data | no data
4570.0 | UNIT 2 TURBINE BLDG EMERGENCY LIGHTING | 02-4101-E5 | 02-LVB-PPL-22113, BR32 SW TURBINE DECK | no data | no data | 480 V CIRCUIT BREACKER | no data | no data | OPEN | CLOSED | no data | no data
4571.0 | HRSG 2 BFW LOL HTR A 480VAC | 02-BFW-HTR-02A | 02-LVB-PPL-22131, BR4OUTSIDE HRSG SWG ENCLOSURE | no data | no data | 480 V CIRCUIT BREACKER | no data | no data | OPEN | CLOSED | no data | no data
4572.0 | HRSG 2 IP SPARGING STEAM STOP MAIN PWR FEED | 02-MOV-HIS909 | 02-LVB-PPL-22131, BR5OUTSIDE HRSG SWG ENCLOSURE | no data | no data | 480 V CIRCUIT BREACKER | no data | no data | OPEN | CLOSED | no data | no data
4573.0 | HRSG 2 IP INTERMITTENT BLOWDOWN STOP FEED | 02-MOV-HIS916 | 02-LVB-PPL-22131, BR6OUTSIDE HRSG SWG ENCLOSURE | no data | no data | 480 V CIRCUIT BREACKER | no data | no data | OPEN | CLOSED | no data | no data
4574.0 | HRSG 2 LP ECON VENT MAIN PWR FEED | 02-MOV-HLS907 | 02-LVB-PPL-22131, BR7OUTSIDE HRSG SWG ENCLOSURE | no data | no data | 480 V CIRCUIT BREACKER | no data | no data | OPEN | CLOSED | no data | no data
4575.0 | HRSG 2 IP INTERMITTENT BLOWDOWN STOP FEED | 02-MOV-HIS917 | 02-LVB-PPL-22131, BR8OUTSIDE HRSG SWG ENCLOSURE | no data | no data | 480 V CIRCUIT BREACKER | no data | no data | OPEN | CLOSED | no data | no data
4576.0 | HRSG 2 HP ECON VENT MAIN PWR FEED | 02-MOV-HHS942 | 02-LVB-PPL-22131, BR9OUTSIDE HRSG SWG ENCLOSURE | no data | no data | 480 V CIRCUIT BREACKER | no data | no data | OPEN | CLOSED | no data | no data
4577.0 | HRSG 2 HP CASCADING BLOWDOWN ISOLATION FEED | 02-MOV-HHS943 | 02-LVB-PPL-22131, BR10OUTSIDE HRSG SWG ENCLOSURE | no data | no data | 480 V CIRCUIT BREACKER | no data | no data | OPEN | CLOSED | no data | no data
4578.0 | HRSG 2 HP SPARGING STEAM MOV MAIN PWR FEED | 02-MOV-HHS904 | 02-LVB-PPL-22131, BR11OUTSIDE HRSG SWG ENCLOSURE | no data | no data | 480 V CIRCUIT BREACKER | no data | no data | OPEN | CLOSED | no data | no data
4579.0 | HRSG 2 IP ECON VENT STOP MAIN PWR FEED | 02-MOV-HIS943 | 02-LVB-PPL-22131, BR12OUTSIDE HRSG SWG ENCLOSURE | no data | no data | 480 V CIRCUIT BREACKER | no data | no data | OPEN | CLOSED | no data | no data
4580.0 | HRSG 2 ATTEMP DRN POT STOP MOV MAIN PWR FEED | 02-MOV-HHS911 | 02-LVB-PPL-22131, BR13OUTSIDE HRSG SWG ENCLOSURE | no data | no data | 480 V CIRCUIT BREACKER | no data | no data | OPEN | CLOSED | no data | no data
4581.0 | HRSG 2 BFW LOL HTR B 480VAC | 02-BFW-HTR-02B | 02-LVB-PPL-22131, BR14OUTSIDE HRSG SWG ENCLOSURE | no data | no data | 480 V CIRCUIT BREACKER | no data | no data | OPEN | CLOSED | no data | no data
4582.0 | GEN ON-LINE MNTRNG SYS MEDIA CONVERTER HUB | 00MKA01GH002 | 02-LVD-PPL-22141, BR9SERVER ROOM EAST WALL | no data | no data | 208/120VAC CIRCUIT BREAKER | no data | no data | OPEN | CLOSED | no data | no data
4583.0 | GEN ON-LINE MONITORING SYS PC 120 VAC | 00MKA01GH005 | 02-LVD-PPL-22141, BR10SERVER ROOM EAST WALL | no data | no data | 208/120VAC CIRCUIT BREAKER | no data | no data | OPEN | CLOSED | no data | no data
4584.0 | GEN ON-LINE MNTRNG SYS ETHERNET SWITCH HUB | 00MKA01GH004 | 02-LVD-PPL-22141, BR11SERVER ROOM EAST WALL | no data | no data | 208/120VAC CIRCUIT BREAKER | no data | no data | OPEN | CLOSED | no data | no data
4585.0 | GEN ON-LINE MONITORING SYS MONITOR 120 VAC | 00MKA01GH006 | 02-LVD-PPL-22141, BR12SERVER ROOM EAST WALL | no data | no data | 208/120VAC CIRCUIT BREAKER | no data | no data | OPEN | CLOSED | no data | no data
4588.0 | SDR SUMP MPM 2 120VAC | 00-SDR-MPM-02 | 02-LVD-PPL-22141, BR15SERVER ROOM EAST WALL | no data | no data | 208/120VAC CIRCUIT BREAKER | no data | no data | OPEN | CLOSED | no data | no data
4589.0 | DCS ADM BLG VMS CAB 02 UTILITY 120VAC | 00-VMS-CPL-02 | 02-LVD-PPL-22141, BR16SERVER ROOM EAST WALL | no data | no data | 208/120VAC CIRCUIT BREAKER | no data | no data | OPEN | CLOSED | no data | no data
4590.0 | ACC 1 PDC XFMR | 01-LVB-XFR-1311 | 01-ACC-MCC-131, CUBICLE 2FG(L) | no data | no data | 480 V MOLDED CASE BREAKER | no data | no data | OPEN | CLOSED | no data | no data
4591.0 | UNIT 1 ACC FINTUBE CLEANING SYS | 01-CND-RCP-983 | 01-ACC-MCC-131, CUBICLE 2FJ(L) | no data | no data | 480 V MOLDED CASE BREAKER | no data | no data | OPEN | CLOSED | no data | no data
4592.0 | MAIN BREAKER 1 CONTROL POWER TRANSFORMER | null | 01-ACC-MCC-131, CUBICLE | no data | no data | 480 V MOLDED CASE BREAKER | no data | no data | OPEN | CLOSED | no data | no data
4593.0 | MAIN SUPPLY FEED FROM 01-MVA-XFR-13 | null | 01-ACC-MCC-131, CUBICLE 3FM | no data | no data | 480 V MOLDED CASE BREAKER | no data | no data | OPEN | CLOSED | no data | no data
4594.0 | UNIT 1 ACC FAN 01A | 01-ACC-MFN-01A | 01-ACC-MCC-131, CUBICLE 4FM | no data | no data | 480 V MOLDED CASE BREAKER | no data | no data | OPEN | CLOSED | no data | no data
4595.0 | UNIT 1 ACC FAN 01C | 01-ACC-MFN-01C | 01-ACC-MCC-131, CUBICLE 5FM | no data | no data | 480 V MOLDED CASE BREAKER | no data | no data | OPEN | CLOSED | no data | no data
4596.0 | UNIT 1 ACC FAN 01E | 01-ACC-MFN-01E | 01-ACC-MCC-131, CUBICLE 6FM | no data | no data | 480 V MOLDED CASE BREAKER | no data | no data | OPEN | CLOSED | no data | no data
4597.0 | UNIT 1 ACC FAN 02B | 01-ACC-MFN-02B | 01-ACC-MCC-131, CUBICLE 7FM | no data | no data | 480 V MOLDED CASE BREAKER | no data | no data | OPEN | CLOSED | no data | no data
4598.0 | UNIT 1 ACC FAN 02D | 01-ACC-MFN-02D | 01-ACC-MCC-131, CUBICLE 8FM | no data | no data | 480 V MOLDED CASE BREAKER | no data | no data | OPEN | CLOSED | no data | no data
4599.0 | UNIT 1 ACC FAN 02F | 01-ACC-MFN-02F | 01-ACC-MCC-131, CUBICLE 9FM | no data | no data | 480 V MOLDED CASE BREAKER | no data | no data | OPEN | CLOSED | no data | no data
4600.0 | ACC 1 LRVP 01A | 01-ARM-MPM-01A | 01-ACC-MCC-131, CUBICLE 10FM | no data | no data | 480 V MOLDED CASE BREAKER | no data | no data | OPEN | CLOSED | no data | no data
4602.0 | ACC 1 GLYCOL RECIRC PMP 03A | 01-ARM-MPM-03A | 01-ACC-MCC-131, CUBICLE 12FD | no data | no data | 480 V MOLDED CASE BREAKER | no data | no data | OPEN | CLOSED | no data | no data
4603.0 | ACC 1 GLYCOL RECIRC PMP 03C | 01-ARM-MPM-03C | 01-ACC-MCC-131, CUBICLE 12FF | no data | no data | 480 V MOLDED CASE BREAKER | no data | no data | OPEN | CLOSED | no data | no data
4604.0 | ACC 1 PDC PANELBOARD 480VAC | 01-LVB-PPL-1311 | 01-ACC-MCC-131, CUBICLE 16FM | no data | no data | 480 V MOLDED CASE BREAKER | no data | no data | OPEN | CLOSED | no data | no data
4605.0 | ACC 1 GLYCOL HX FAN 01 | 01-ARM-MFN-01 | 01-ACC-MCC-131, CUBICLE 13FD | no data | no data | 480 V MOLDED CASE BREAKER | no data | no data | OPEN | CLOSED | no data | no data
4606.0 | ACC 1 GLYCOL HX FAN 02 | 01-ARM-MFN-02 | 01-ACC-MCC-131, CUBICLE 13FF | no data | no data | 480 V MOLDED CASE BREAKER | no data | no data | OPEN | CLOSED | no data | no data
4607.0 | ACC 1 GLYCOL HX FAN 03 | 01-ARM-MFN-03 | 01-ACC-MCC-131, CUBICLE 13FH | no data | no data | 480 V MOLDED CASE BREAKER | no data | no data | OPEN | CLOSED | no data | no data
4608.0 | ACC 1 SEAL WTR PMP 02A | 01-ARM-MPM-02A | 01-ACC-MCC-131, CUBICLE 13FK | no data | no data | 480 V MOLDED CASE BREAKER | no data | no data | OPEN | CLOSED | no data | no data
4609.0 | MAIN BREAKER 2 CONTROL POWER TRANSFORMER | null | 01-ACC-MCC-131, CUBICLE | no data | no data | 480 V MOLDED CASE BREAKER | no data | no data | OPEN | CLOSED | no data | no data
4610.0 | SECONDARY SUPPLY FEED FROM 01-MVA-XFR-23 | null | 01-ACC-MCC-131, CUBICLE 15FM | no data | no data | 480 V MOLDED CASE BREAKER | no data | no data | OPEN | CLOSED | no data | no data
4611.0 | UNIT 1 ACC FAN GEARBOX OIL COOLER 01A | 01-ACC-HEX-01A | 01-ACC-MCC-131, CUBICLE 17FB | no data | no data | 480 V MOLDED CASE BREAKER | no data | no data | OPEN | CLOSED | no data | no data
4612.0 | UNIT 1 ACC FAN GEARBOX OIL COOLER 01C | 01-ACC-HEX-01C | 01-ACC-MCC-131, CUBICLE 17FD | no data | no data | 480 V MOLDED CASE BREAKER | no data | no data | OPEN | CLOSED | no data | no data
4613.0 | UNIT 1 ACC FAN GEARBOX OIL COOLER 01E | 01-ACC-HEX-01E | 01-ACC-MCC-131, CUBICLE 17FF | no data | no data | 480 V MOLDED CASE BREAKER | no data | no data | OPEN | CLOSED | no data | no data
4614.0 | UNIT 1 ACC FAN GEARBOX OIL COOLER 02B | 01-ACC-HEX-02B | 01-ACC-MCC-131, CUBICLE 17FH | no data | no data | 480 V MOLDED CASE BREAKER | no data | no data | OPEN | CLOSED | no data | no data
4615.0 | UNIT 1 ACC FAN GEARBOX OIL COOLER 02D | 01-ACC-HEX-02D | 01-ACC-MCC-131, CUBICLE 17FK | no data | no data | 480 V MOLDED CASE BREAKER | no data | no data | OPEN | CLOSED | no data | no data
4616.0 | UNIT 1 ACC FAN GEARBOX OIL COOLER 02F | 01-ACC-HEX-02F | 01-ACC-MCC-131, CUBICLE 17FM | no data | no data | 480 V MOLDED CASE BREAKER | no data | no data | OPEN | CLOSED | no data | no data
4617.0 | UNIT 1 ACC FAN GEARBOX OIL COOLER 02A | 01-ACC-HEX-02A | 01-ACC-MCC-231, CUBICLE2FB | no data | no data | 480 V MOLDED CASE BREAKER | no data | no data | OPEN | CLOSED | no data | no data
4618.0 | UNIT 1 ACC FAN GEARBOX OIL COOLER 02C | 01-ACC-HEX-02C | 01-ACC-MCC-231, CUBICLE2FD | no data | no data | 480 V MOLDED CASE BREAKER | no data | no data | OPEN | CLOSED | no data | no data
4619.0 | UNIT 1 ACC FAN GEARBOX OIL COOLER 02E | 01-ACC-HEX-02E | 01-ACC-MCC-231, CUBICLE2FF | no data | no data | 480 V MOLDED CASE BREAKER | no data | no data | OPEN | CLOSED | no data | no data
4620.0 | UNIT 1 ACC FAN GEARBOX OIL COOLER 01B | 01-ACC-HEX-01B | 01-ACC-MCC-231, CUBICLE2FH | no data | no data | 480 V MOLDED CASE BREAKER | no data | no data | OPEN | CLOSED | no data | no data
4621.0 | UNIT 1 ACC FAN GEARBOX OIL COOLER 01D | 01-ACC-HEX-01D | 01-ACC-MCC-231, CUBICLE2FK | no data | no data | 480 V MOLDED CASE BREAKER | no data | no data | OPEN | CLOSED | no data | no data
4622.0 | UNIT 1 ACC FAN GEARBOX OIL COOLER 01F | 01-ACC-HEX-01F | 01-ACC-MCC-231, CUBICLE2FM | no data | no data | 480 V MOLDED CASE BREAKER | no data | no data | OPEN | CLOSED | no data | no data
4623.0 | MAIN BREAKER 1 CONTROL POWER TRANSFORMER | null | 01-ACC-MCC-231, CUBICLE | no data | no data | 480 V MOLDED CASE BREAKER | no data | no data | OPEN | CLOSED | no data | no data
4624.0 | MAIN SUPPLY FEED FROM 01-MVA-XFR-23 | null | 01-ACC-MCC-231, CUBICLE5FM | no data | no data | 480 V MOLDED CASE BREAKER | no data | no data | OPEN | CLOSED | no data | no data
4625.0 | UNIT 1 ACC FAN 02A | 01-ACC-MFN-02A | 01-ACC-MCC-231, CUBICLE6FM | no data | no data | 480 V MOLDED CASE BREAKER | no data | no data | OPEN | CLOSED | no data | no data
4626.0 | UNIT 1 ACC FAN 02C | 01-ACC-MFN-02C | 01-ACC-MCC-231, CUBICLE7FM | no data | no data | 480 V MOLDED CASE BREAKER | no data | no data | OPEN | CLOSED | no data | no data
4627.0 | UNIT 1 ACC FAN 02E | 01-ACC-MFN-02E | 01-ACC-MCC-231, CUBICLE8FM | no data | no data | 480 V MOLDED CASE BREAKER | no data | no data | OPEN | CLOSED | no data | no data
4628.0 | UNIT 1 ACC FAN 01B | 01-ACC-MFN-01B | 01-ACC-MCC-231, CUBICLE9FM | no data | no data | 480 V MOLDED CASE BREAKER | no data | no data | OPEN | CLOSED | no data | no data
4629.0 | UNIT 1 ACC FAN 01D | 01-ACC-MFN-01D | 01-ACC-MCC-231, CUBICLE10FM | no data | no data | 480 V MOLDED CASE BREAKER | no data | no data | OPEN | CLOSED | no data | no data
4630.0 | UNIT 1 ACC FAN 01F | 01-ACC-MFN-01F | 01-ACC-MCC-231, CUBICLE11FM | no data | no data | 480 V MOLDED CASE BREAKER | no data | no data | OPEN | CLOSED | no data | no data
4633.0 | ACC 1 GLYCOL HX FAN 04 | 01-ARM-MFN-04 | 01-ACC-MCC-231, CUBICLE15FB | no data | no data | 480 V MOLDED CASE BREAKER | no data | no data | OPEN | CLOSED | no data | no data
4634.0 | ACC 1 GLYCOL HX FAN 05 | 01-ARM-MFN-05 | 01-ACC-MCC-231, CUBICLE15FD | no data | no data | 480 V MOLDED CASE BREAKER | no data | no data | OPEN | CLOSED | no data | no data
4635.0 | ACC 1 GLYCOL RECIRC PMP 03B | 01-ARM-MPM-03B | 01-ACC-MCC-231, CUBICLE15FF | no data | no data | 480 V MOLDED CASE BREAKER | no data | no data | OPEN | CLOSED | no data | no data
4636.0 | ACC 1 SEAL WTR PMP 02B | 01-ARM-MPM-02B | 01-ACC-MCC-231, CUBICLE15FH | no data | no data | 480 V MOLDED CASE BREAKER | no data | no data | OPEN | CLOSED | no data | no data
4637.0 | MAIN BREAKER 2 CONTROL POWER TRANSFORMER | null | 01-ACC-MCC-231, CUBICLE | no data | no data | 480 V MOLDED CASE BREAKER | no data | no data | OPEN | CLOSED | no data | no data
4638.0 | SECONDARY SUPPLY FEED FROM 01-MVA-XFR-13 | null | 01-ACC-MCC-231, CUBICLE17FM | no data | no data | 480 V MOLDED CASE BREAKER | no data | no data | OPEN | CLOSED | no data | no data
4639.0 | INTERIOR LIGHTING | null | 01-LVD-PPL-1311, BR1ACC MCC ENCLOSURE | no data | no data | 208/120VAC CIRCUIT BREAKER | no data | no data | OPEN | CLOSED | no data | no data
4640.0 | INTERIOR GFCI RECEPTACLES | null | 01-LVD-PPL-1311, BR3ACC MCC ENCLOSURE | no data | no data | 208/120VAC CIRCUIT BREAKER | no data | no data | OPEN | CLOSED | no data | no data
4641.0 | EXTERIOR GFCI RECEPTACLES | null | 01-LVD-PPL-1311, BR5ACC MCC ENCLOSURE | no data | no data | 208/120VAC CIRCUIT BREAKER | no data | no data | OPEN | CLOSED | no data | no data
4642.0 | MCC-131 SECTION HEATER SUPPLY #1 | 01-ACC-MCC-131 | 01-LVD-PPL-1311, BR7ACC MCC ENCLOSURE | no data | no data | 208/120VAC CIRCUIT BREAKER | no data | no data | OPEN | CLOSED | no data | no data
4643.0 | MCC-131 SECTION HEATER SUPPLY #2 | 01-ACC-MCC-131 | 01-LVD-PPL-1311, BR9ACC MCC ENCLOSURE | no data | no data | 208/120VAC CIRCUIT BREAKER | no data | no data | OPEN | CLOSED | no data | no data
4644.0 | MCC-231 MOTOR SPACE HEATER SUPPLY | 01-ACC-MCC-231 | 01-LVD-PPL-1311, BR11ACC MCC ENCLOSURE | no data | no data | 208/120VAC CIRCUIT BREAKER | no data | no data | OPEN | CLOSED | no data | no data
4645.0 | ACC 1 LRVP SEP TNK SEAL WTR HTR 888 120VAC | 01-ARM-HTR-888 | 01-LVD-PPL-1311, BR13ACC MCC ENCLOSURE | no data | no data | 208/120VAC CIRCUIT BREAKER | no data | no data | OPEN | CLOSED | no data | no data
4646.0 | UNIT 1 ACC FAN GRBX OIL HTR 04B | 01-ACC-HTR-04B | 01-LVD-PPL-1311, BR15ACC MCC ENCLOSURE | no data | no data | 208/120VAC CIRCUIT BREAKER | no data | no data | OPEN | CLOSED | no data | no data
4647.0 | UTILITY POWER-LIGHT/ 120VAC | 00-DCS-CAB-10 | 01-LVD-PPL-1311, BR17ACC MCC ENCLOSURE | no data | no data | 208/120VAC CIRCUIT BREAKER | no data | no data | OPEN | CLOSED | no data | no data
4648.0 | HVAC 3 PRESSURIZATION MODULE | null | 01-LVD-PPL-1311, BR21ACC MCC ENCLOSURE | no data | no data | 208/120VAC CIRCUIT BREAKER | no data | no data | OPEN | CLOSED | no data | no data
4649.0 | HVAC 5 PRESSURIZATION MODULE | null | 01-LVD-PPL-1311, BR23ACC MCC ENCLOSURE | no data | no data | 208/120VAC CIRCUIT BREAKER | no data | no data | OPEN | CLOSED | no data | no data
4650.0 | CONVENIENCE RECPTS UNIT 1 ACC GROUND LEVEL | 01-0501-R1 | 01-LVD-PPL-1311, BR29ACC MCC ENCLOSURE | no data | no data | 208/120VAC CIRCUIT BREAKER | no data | no data | OPEN | CLOSED | no data | no data
4651.0 | ACC 1 LIGHTING - GROUND LEVEL 208VAC | 01-LTG-CNT-1311 | 01-LVD-PPL-1311, BR31/33ACC MCC ENCLOSURE | no data | no data | 208/120VAC CIRCUIT BREAKER | no data | no data | OPEN | CLOSED | no data | no data
4652.0 | ACC 1 LIGHTING - GROUND LEVEL 208VAC | 01-LTG-CNT-1311 | 01-LVD-PPL-1311, BR35/37ACC MCC ENCLOSURE | no data | no data | 208/120VAC CIRCUIT BREAKER | no data | no data | OPEN | CLOSED | no data | no data
4653.0 | EXTERIOR LIGHTS ACC ENCLOSURE 120VAC | 01-LTG-CNT-1311 | 01-LVD-PPL-1311, BR2ACC MCC ENCLOSURE | no data | no data | 208/120VAC CIRCUIT BREAKER | no data | no data | OPEN | CLOSED | no data | no data
4654.0 | ACC 1 LIGHTING CONTACTOR COIL | 01-LTG-CNT-1311 | 01-LVD-PPL-1311, BR4ACC MCC ENCLOSURE | no data | no data | 208/120VAC CIRCUIT BREAKER | no data | no data | OPEN | CLOSED | no data | no data
4655.0 | ACC 1 LRVP SEP TNK SEAL WTR HTR 895 120VAC | 01-ARM-HTR-895 | 01-LVD-PPL-1311, BR6ACC MCC ENCLOSURE | no data | no data | 208/120VAC CIRCUIT BREAKER | no data | no data | OPEN | CLOSED | no data | no data
4656.0 | MCC-131 MOTOR SPACE HEATER SUPPLY | 01-ACC-MCC-131 | 01-LVD-PPL-1311, BR8ACC MCC ENCLOSURE | no data | no data | 208/120VAC CIRCUIT BREAKER | no data | no data | OPEN | CLOSED | no data | no data
4657.0 | MCC-231 HEATER BUS. | 01-ACC-MCC-231 | 01-LVD-PPL-1311, BR10ACC MCC ENCLOSURE | no data | no data | 208/120VAC CIRCUIT BREAKER | no data | no data | OPEN | CLOSED | no data | no data
4658.0 | MCC-231 HEATER BUS. | 01-ACC-MCC-231 | 01-LVD-PPL-1311, BR12ACC MCC ENCLOSURE | no data | no data | 208/120VAC CIRCUIT BREAKER | no data | no data | OPEN | CLOSED | no data | no data
4659.0 | NON-SEG SPACE HTR MCC-231, M1 | 01-LVB-NSB-23 | 01-LVD-PPL-1311, BR14ACC MCC ENCLOSURE | no data | no data | 208/120VAC CIRCUIT BREAKER | no data | no data | OPEN | CLOSED | no data | no data
4660.0 | NON-SEG SPACE HTR MCC-231, M2 | 01-LVB-NSB-23 | 01-LVD-PPL-1311, BR16ACC MCC ENCLOSURE | no data | no data | 208/120VAC CIRCUIT BREAKER | no data | no data | OPEN | CLOSED | no data | no data
4661.0 | HVAC 2 PRESSURIZATION MODULE | null | 01-LVD-PPL-1311, BR18ACC MCC ENCLOSURE | no data | no data | 208/120VAC CIRCUIT BREAKER | no data | no data | OPEN | CLOSED | no data | no data
4662.0 | UNIT 1 ACC FAN GRBX OIL HTR 04C | 01-ACC-HTR-04C | 01-LVD-PPL-1311, BR20ACC MCC ENCLOSURE | no data | no data | 208/120VAC CIRCUIT BREAKER | no data | no data | OPEN | CLOSED | no data | no data
4663.0 | ACC 1 LRVP SEP TNK SEAL WTR HTR 901 120VAC | 01-ARM-HTR-901 | 01-LVD-PPL-1311, BR22ACC MCC ENCLOSURE | no data | no data | 208/120VAC CIRCUIT BREAKER | no data | no data | OPEN | CLOSED | no data | no data
4664.0 | ACC 1 LRVP SEP TNK SEAL WTR HTR 911 120VAC | 01-ARM-HTR-911 | 01-LVD-PPL-1311, BR24ACC MCC ENCLOSURE | no data | no data | 208/120VAC CIRCUIT BREAKER | no data | no data | OPEN | CLOSED | no data | no data
4665.0 | ACC 1 LRVP SEP TNK SEAL WTR HTR 919 120VAC | 01-ARM-HTR-919 | 01-LVD-PPL-1311, BR26ACC MCC ENCLOSURE | no data | no data | 208/120VAC CIRCUIT BREAKER | no data | no data | OPEN | CLOSED | no data | no data
4666.0 | ACC 1 LIGHTING - GROUND LEVEL 208VAC | 01-LTG-CNT-1311 | 01-LVD-PPL-1311, BR30/32ACC MCC ENCLOSURE | no data | no data | 208/120VAC CIRCUIT BREAKER | no data | no data | OPEN | CLOSED | no data | no data
4667.0 | ACC 1 LIGHTING - GROUND LEVEL 208VAC | 01-LTG-CNT-1311 | 01-LVD-PPL-1311, BR34/36ACC MCC ENCLOSURE | no data | no data | 208/120VAC CIRCUIT BREAKER | no data | no data | OPEN | CLOSED | no data | no data
4668.0 | ACC PDC HVAC#3 | null | 01-LVB--PPL-1311, BR1ACC MCC ENCLOSURE | no data | no data | 480 V CIRCUIT BREACKER | no data | no data | OPEN | CLOSED | no data | no data
4669.0 | ACC PDC HVAC#5 | null | 01-LVB--PPL-1311, BR3ACC MCC ENCLOSURE | no data | no data | 480 V CIRCUIT BREACKER | no data | no data | OPEN | CLOSED | no data | no data
4672.0 | ACC PDC HVAC#2 | null | 01-LVB--PPL-1311, BR2ACC MCC ENCLOSURE | no data | no data | 480 V CIRCUIT BREACKER | no data | no data | OPEN | CLOSED | no data | no data
4673.0 | WELDING RECEPTACLE | null | 01-LVB--PPL-1311, BR4ACC MCC ENCLOSURE | no data | no data | 480 V CIRCUIT BREACKER | no data | no data | OPEN | CLOSED | no data | no data
4675.0 | UNIT 1 ACC STM VLV ROW 1 PWR 480VAC | 01-MOV-CND814 | 01-LVB--PPL-1311, BR10ACC MCC ENCLOSURE | no data | no data | 480 V CIRCUIT BREACKER | no data | no data | OPEN | CLOSED | no data | no data
4676.0 | UNIT 1 ACC STM VLV ROW 2 PWR 480VAC | 01-MOV-CND815 | 01-LVB--PPL-1311, BR12ACC MCC ENCLOSURE | no data | no data | 480 V CIRCUIT BREACKER | no data | no data | OPEN | CLOSED | no data | no data
4677.0 | UNIT 1 ACC FAN GEARBOX OIL COOLER 03A | 01-ACC-HEX-03A | 01-ACC-MCC-151, CUBICLE2FB | no data | no data | 480 V MOLDED CASE BREAKER | no data | no data | OPEN | CLOSED | no data | no data
4678.0 | UNIT 1 ACC FAN GEARBOX OIL COOLER 03C | 01-ACC-HEX-03C | 01-ACC-MCC-151, CUBICLE2FD | no data | no data | 480 V MOLDED CASE BREAKER | no data | no data | OPEN | CLOSED | no data | no data
4679.0 | UNIT 1 ACC FAN GEARBOX OIL COOLER 03E | 01-ACC-HEX-03E | 01-ACC-MCC-151, CUBICLE2FF | no data | no data | 480 V MOLDED CASE BREAKER | no data | no data | OPEN | CLOSED | no data | no data
4680.0 | UNIT 1 ACC FAN GEARBOX OIL COOLER 04B | 01-ACC-HEX-04B | 01-ACC-MCC-151, CUBICLE2FH | no data | no data | 480 V MOLDED CASE BREAKER | no data | no data | OPEN | CLOSED | no data | no data
4681.0 | UNIT 1 ACC FAN GEARBOX OIL COOLER 04D | 01-ACC-HEX-04D | 01-ACC-MCC-151, CUBICLE2FK | no data | no data | 480 V MOLDED CASE BREAKER | no data | no data | OPEN | CLOSED | no data | no data
4682.0 | UNIT 1 ACC FAN GEARBOX OIL COOLER 04F | 01-ACC-HEX-04F | 01-ACC-MCC-151, CUBICLE2FM | no data | no data | 480 V MOLDED CASE BREAKER | no data | no data | OPEN | CLOSED | no data | no data
4683.0 | MAIN BREAKER 1 CONTROL POWER TRANSFORMER | null | 01-ACC-MCC-151, CUBICLE4FM | no data | no data | 480 V MOLDED CASE BREAKER | no data | no data | OPEN | CLOSED | no data | no data
4684.0 | MAIN SUPPLY FEED FROM 01-MVA-XFR-15 | null | 01-ACC-MCC-151, CUBICLE4FM | no data | no data | 480 V MOLDED CASE BREAKER | no data | no data | OPEN | CLOSED | no data | no data
4685.0 | UNIT 1 ACC FAN 03A | 01-ACC-MFN-03A | 01-ACC-MCC-151, CUBICLE5FM | no data | no data | 480 V MOLDED CASE BREAKER | no data | no data | OPEN | CLOSED | no data | no data
4686.0 | UNIT 1 ACC FAN 03C | 01-ACC-MFN-03C | 01-ACC-MCC-151, CUBICLE6FM | no data | no data | 480 V MOLDED CASE BREAKER | no data | no data | OPEN | CLOSED | no data | no data
4687.0 | UNIT 1 ACC FAN 03E | 01-ACC-MFN-03E | 01-ACC-MCC-151, CUBICLE7FM | no data | no data | 480 V MOLDED CASE BREAKER | no data | no data | OPEN | CLOSED | no data | no data
4688.0 | UNIT 1 ACC FAN 04B | 01-ACC-MFN-04B | 01-ACC-MCC-151, CUBICLE8FM | no data | no data | 480 V MOLDED CASE BREAKER | no data | no data | OPEN | CLOSED | no data | no data
4689.0 | UNIT 1 ACC FAN 04D | 01-ACC-MFN-04D | 01-ACC-MCC-151, CUBICLE9FM | no data | no data | 480 V MOLDED CASE BREAKER | no data | no data | OPEN | CLOSED | no data | no data
4690.0 | UNIT 1 ACC FAN 04F | 01-ACC-MFN-04F | 01-ACC-MCC-151, CUBICLE10FM | no data | no data | 480 V MOLDED CASE BREAKER | no data | no data | OPEN | CLOSED | no data | no data
4692.0 | ACC 1 PDC PANELBOARD 480VAC | 01-LVB-PPL-1511 | 01-ACC-MCC-151, CUBICLE12FC | no data | no data | 480 V MOLDED CASE BREAKER | no data | no data | OPEN | CLOSED | no data | no data
4693.0 | ACC 1 SEAL WTR PMP 02C | 01-ARM-MPM-02C | 01-ACC-MCC-151, CUBICLE14FB | no data | no data | 480 V MOLDED CASE BREAKER | no data | no data | OPEN | CLOSED | no data | no data
4694.0 | MAIN BREAKER 2 CONTROL POWER TRANSFORMER | null | 01-ACC-MCC-151 | no data | no data | 480 V MOLDED CASE BREAKER | no data | no data | OPEN | CLOSED | no data | no data
4695.0 | SECONDARY SUPPLY FEED FROM 01-MVA-XFR-25 | null | 01-ACC-MCC-151 | no data | no data | 480 V MOLDED CASE BREAKER | no data | no data | OPEN | CLOSED | no data | no data
4696.0 | UNIT 1 ACC FAN GEARBOX OIL COOLER 04A | 01-ACC-HEX-04A | 01-ACC-MCC-251, CUBICLE2FB | no data | no data | 480 V MOLDED CASE BREAKER | no data | no data | OPEN | CLOSED | no data | no data
4697.0 | UNIT 1 ACC FAN GEARBOX OIL COOLER 04C | 01-ACC-HEX-04C | 01-ACC-MCC-251, CUBICLE2FD | no data | no data | 480 V MOLDED CASE BREAKER | no data | no data | OPEN | CLOSED | no data | no data
4698.0 | UNIT 1 ACC FAN GEARBOX OIL COOLER 04E | 01-ACC-HEX-04E | 01-ACC-MCC-251, CUBICLE2FF | no data | no data | 480 V MOLDED CASE BREAKER | no data | no data | OPEN | CLOSED | no data | no data
4699.0 | UNIT 1 ACC FAN GEARBOX OIL COOLER 03B | 01-ACC-HEX-03B | 01-ACC-MCC-251, CUBICLE2FH | no data | no data | 480 V MOLDED CASE BREAKER | no data | no data | OPEN | CLOSED | no data | no data
4700.0 | UNIT 1 ACC FAN GEARBOX OIL COOLER 03D | 01-ACC-HEX-03D | 01-ACC-MCC-251, CUBICLE2FK | no data | no data | 480 V MOLDED CASE BREAKER | no data | no data | OPEN | CLOSED | no data | no data
4701.0 | UNIT 1 ACC FAN GEARBOX OIL COOLER 03F | 01-ACC-HEX-03F | 01-ACC-MCC-251, CUBICLE2FM | no data | no data | 480 V MOLDED CASE BREAKER | no data | no data | OPEN | CLOSED | no data | no data
4702.0 | MAIN BREAKER 1 CONTROL POWER TRANSFORMER | null | 01-ACC-MCC-251, CUBICLE4FM | no data | no data | 480 V MOLDED CASE BREAKER | no data | no data | OPEN | CLOSED | no data | no data
4703.0 | MAIN SUPPLY FEED FROM 01-MVA-XFR-25 | null | 01-ACC-MCC-251, CUBICLE4FM | no data | no data | 480 V MOLDED CASE BREAKER | no data | no data | OPEN | CLOSED | no data | no data
4704.0 | UNIT 1 ACC FAN 04A | 01-ACC-MFN-04A | 01-ACC-MCC-251, CUBICLE6FM | no data | no data | 480 V MOLDED CASE BREAKER | no data | no data | OPEN | CLOSED | no data | no data
4705.0 | UNIT 1 ACC FAN 04C | 01-ACC-MFN-04C | 01-ACC-MCC-251, CUBICLE7FM | no data | no data | 480 V MOLDED CASE BREAKER | no data | no data | OPEN | CLOSED | no data | no data
4706.0 | UNIT 1 ACC FAN 04E | 01-ACC-MFN-04E | 01-ACC-MCC-251, CUBICLE8FM | no data | no data | 480 V MOLDED CASE BREAKER | no data | no data | OPEN | CLOSED | no data | no data
4707.0 | UNIT 1 ACC FAN 03B | 01-ACC-MFN-03B | 01-ACC-MCC-251, CUBICLE9FM | no data | no data | 480 V MOLDED CASE BREAKER | no data | no data | OPEN | CLOSED | no data | no data
4708.0 | UNIT 1 ACC FAN 03D | 01-ACC-MFN-03D | 01-ACC-MCC-251, CUBICLE10FM | no data | no data | 480 V MOLDED CASE BREAKER | no data | no data | OPEN | CLOSED | no data | no data
4709.0 | UNIT 1 ACC FAN 03F | 01-ACC-MFN-03F | 01-ACC-MCC-251, CUBICLE11FM | no data | no data | 480 V MOLDED CASE BREAKER | no data | no data | OPEN | CLOSED | no data | no data
4711.0 | ACC 1 PDC XFMR 480-120/208VAC | 01-LVB-XFR-2511 | 01-ACC-MCC-251, CUBICLE13FC(L) | no data | no data | 480 V MOLDED CASE BREAKER | no data | no data | OPEN | CLOSED | no data | no data
4713.0 | ACC 1 SEAL WTR PMP 02D | 01-ARM-MPM-02D | 01-ACC-MCC-251, CUBICLE15FB | no data | no data | 480 V MOLDED CASE BREAKER | no data | no data | OPEN | CLOSED | no data | no data
4714.0 | ACC 1 SEAL WTR PMP 02E | 01-ARM-MPM-02E | 01-ACC-MCC-251, CUBICLE15FD | no data | no data | 480 V MOLDED CASE BREAKER | no data | no data | OPEN | CLOSED | no data | no data
4715.0 | MAIN BREAKER 2 CONTROL POWER TRANSFORMER | null | 01-ACC-MCC-251, CUBICLE16FM | no data | no data | 480 V MOLDED CASE BREAKER | no data | no data | OPEN | CLOSED | no data | no data
4716.0 | SECONDARY SUPPLY FEED FROM 01-MVA-XFR-15 | null | 01-ACC-MCC-251, CUBICLE16FM | no data | no data | 480 V MOLDED CASE BREAKER | no data | no data | OPEN | CLOSED | no data | no data
4717.0 | UNIT 1 ACC HEAT TRACE XFMR 480-120/208VAC | 01-HTT-XFR-2511 | 01-ACC-MCC-251, CUBICLE17FJ(R) | no data | no data | 480 V MOLDED CASE BREAKER | no data | no data | OPEN | CLOSED | no data | no data
4718.0 | ACC PDC HVAC#1 | null | 01-LVB-PPL-1511, BR1ACC MCC ENCLOSURE | no data | no data | 480 V CIRCUIT BREACKER | no data | no data | OPEN | CLOSED | no data | no data
4719.0 | UNIT 1 ACC UPPER DECK WELDING RECEPT 4 | 01-LVB-RCP-04 | 01-LVB-PPL-1511, BR3ACC MCC ENCLOSURE | no data | no data | 480 V CIRCUIT BREACKER | no data | no data | OPEN | CLOSED | no data | no data
4720.0 | UNIT 1 ACC UPPER DECK WELDING RECEPT 5 | 01-LVB-RCP-05 | 01-LVB-PPL-1511, BR5ACC MCC ENCLOSURE | no data | no data | 480 V CIRCUIT BREACKER | no data | no data | OPEN | CLOSED | no data | no data
4721.0 | UNIT 1 ACC UPPER DECK WELDING RECEPT 6 | 01-LVB-RCP-06 | 01-LVB-PPL-1511, BR7ACC MCC ENCLOSURE | no data | no data | 480 V CIRCUIT BREACKER | no data | no data | OPEN | CLOSED | no data | no data
4722.0 | UNIT 1 ACC UPPER DECK WELDING RECEPT 7 | 01-LVB-RCP-07 | 01-LVB-PPL-1511, BR9ACC MCC ENCLOSURE | no data | no data | 480 V CIRCUIT BREACKER | no data | no data | OPEN | CLOSED | no data | no data
4723.0 | UNIT 1 ACC GRADE WELDING RECEPT 8 | 01-LVB-RCP-08 | 01-LVB-PPL-1511, BR11ACC MCC ENCLOSURE | no data | no data | 480 V CIRCUIT BREACKER | no data | no data | OPEN | CLOSED | no data | no data
4724.0 | ACC PDC HVAC#4 | null | 01-LVB-PPL-1511, BR2ACC MCC ENCLOSURE | no data | no data | 480 V CIRCUIT BREACKER | no data | no data | OPEN | CLOSED | no data | no data
4725.0 | UNIT 1 ACC CND TNK IMMERSION HTR | 01-CND-HTR-869 | 01-LVB-PPL-1511, BR4ACC MCC ENCLOSURE | no data | no data | 480 V CIRCUIT BREACKER | no data | no data | OPEN | CLOSED | no data | no data
4726.0 | MCC-151 SECTION HEATER SUPPLY #1 | null | 01-LVD-PPL-2511, BR7ACC MCC ENCLOSURE | no data | no data | 208/120VAC CIRCUIT BREAKER | no data | no data | OPEN | CLOSED | no data | no data
4727.0 | MCC-151 SECTION HEATER SUPPLY #2 | null | 01-LVD-PPL-2511, BR9ACC MCC ENCLOSURE | no data | no data | 208/120VAC CIRCUIT BREAKER | no data | no data | OPEN | CLOSED | no data | no data
4728.0 | MCC-251 MOTOR SPACE HEATER SUPPLY #1 | null | 01-LVD-PPL-2511, BR11ACC MCC ENCLOSURE | no data | no data | 208/120VAC CIRCUIT BREAKER | no data | no data | OPEN | CLOSED | no data | no data
4729.0 | NON-SEG SPACE HTR MCC-151, M1 | 01-LVB-NSB-15 | 01-LVD-PPL-2511, BR13ACC MCC ENCLOSURE | no data | no data | 208/120VAC CIRCUIT BREAKER | no data | no data | OPEN | CLOSED | no data | no data
4730.0 | NON-SEG SPACE HTR MCC-151, M2 | 01-LVB-NSB-15 | 01-LVD-PPL-2511, BR15ACC MCC ENCLOSURE | no data | no data | 208/120VAC CIRCUIT BREAKER | no data | no data | OPEN | CLOSED | no data | no data
4731.0 | NTW DCS CAB 12 UTILITY | null | 01-LVD-PPL-2511, BR17ACC MCC ENCLOSURE | no data | no data | 208/120VAC CIRCUIT BREAKER | no data | no data | OPEN | CLOSED | no data | no data
4732.0 | HVAC 4 PRESSURIZATION MODULE | null | 01-LVD-PPL-2511, BR19ACC MCC ENCLOSURE | no data | no data | 208/120VAC CIRCUIT BREAKER | no data | no data | OPEN | CLOSED | no data | no data
4733.0 | UNIT 1 ACC FAN GRBX OIL HTR 04D | 01-ACC-HTR-04D | 01-LVD-PPL-2511, BR25ACC MCC ENCLOSURE | no data | no data | 208/120VAC CIRCUIT BREAKER | no data | no data | OPEN | CLOSED | no data | no data
4734.0 | CONVENIENCE RECPTS UNIT 1 ACC UPPER DECK | 01-0701-R1 | 01-LVD-PPL-2511, BR27ACC MCC ENCLOSURE | no data | no data | 208/120VAC CIRCUIT BREAKER | no data | no data | OPEN | CLOSED | no data | no data
4735.0 | CONVENIENCE RECPTS UNIT 1 ACC UPPER DECK | 01-0901-R1 | 01-LVD-PPL-2511, BR29ACC MCC ENCLOSURE | no data | no data | 208/120VAC CIRCUIT BREAKER | no data | no data | OPEN | CLOSED | no data | no data
4736.0 | ACC 1 LIGHTING - UPPER DECK 208VAC | 01-LTG-CNT-2511 | 01-LVD-PPL-2511, BR31/33ACC MCC ENCLOSURE | no data | no data | 208/120VAC CIRCUIT BREAKER | no data | no data | OPEN | CLOSED | no data | no data
4737.0 | ACC 1 LIGHTING - UPPER DECK 208VAC | 01-LTG-CNT-2511 | 01-LVD-PPL-2511, BR35/37ACC MCC ENCLOSURE | no data | no data | 208/120VAC CIRCUIT BREAKER | no data | no data | OPEN | CLOSED | no data | no data
4738.0 | ACC 1 LIGHTING - SOUTH PLATFORM 208VAC | 01-LTG-CNT-2511 | 01-LVD-PPL-2511, BR39/41ACC MCC ENCLOSURE | no data | no data | 208/120VAC CIRCUIT BREAKER | no data | no data | OPEN | CLOSED | no data | no data
4739.0 | SECURITY PANEL | null | 01-LVD-PPL-2511, BR2ACC MCC ENCLOSURE | no data | no data | 208/120VAC CIRCUIT BREAKER | no data | no data | OPEN | CLOSED | no data | no data
4740.0 | FIRE PANEL | null | 01-LVD-PPL-2511, BR4ACC MCC ENCLOSURE | no data | no data | 208/120VAC CIRCUIT BREAKER | no data | no data | OPEN | CLOSED | no data | no data
4741.0 | MCC-151 MOTOR SPACE HEATER SUPPLY #1 | null | 01-LVD-PPL-2511, BR8ACC MCC ENCLOSURE | no data | no data | 208/120VAC CIRCUIT BREAKER | no data | no data | OPEN | CLOSED | no data | no data
4742.0 | MCC-251 SECTION HEATER SUPPLY #1 | null | 01-LVD-PPL-2511, BR10ACC MCC ENCLOSURE | no data | no data | 208/120VAC CIRCUIT BREAKER | no data | no data | OPEN | CLOSED | no data | no data
4743.0 | MCC-251 SECTION HEATER SUPPLY #2 | null | 01-LVD-PPL-2511, BR12ACC MCC ENCLOSURE | no data | no data | 208/120VAC CIRCUIT BREAKER | no data | no data | OPEN | CLOSED | no data | no data
4744.0 | UNIT 1 ACC FAN GRBX OIL HTR 04E | 01-ACC-HTR-04E | 01-LVD-PPL-2511, BR16ACC MCC ENCLOSURE | no data | no data | 208/120VAC CIRCUIT BREAKER | no data | no data | OPEN | CLOSED | no data | no data
4745.0 | HVAC 1 PRESSURIZATION MODULE | null | 01-LVD-PPL-2511, BR18ACC MCC ENCLOSURE | no data | no data | 208/120VAC CIRCUIT BREAKER | no data | no data | OPEN | CLOSED | no data | no data
4746.0 | UNIT 1 ACC FAN GRBX OIL HTR 04F | 01-ACC-HTR-04F | 01-LVD-PPL-2511, BR20ACC MCC ENCLOSURE | no data | no data | 208/120VAC CIRCUIT BREAKER | no data | no data | OPEN | CLOSED | no data | no data
4747.0 | CONVENIENCE RECPTS UNIT 1 ACC UPPER DECK | 01-0601-R1 | 01-LVD-PPL-2511, BR26ACC MCC ENCLOSURE | no data | no data | 208/120VAC CIRCUIT BREAKER | no data | no data | OPEN | CLOSED | no data | no data
4748.0 | CONVENIENCE RECPTS UNIT 1 ACC UPPER DECK | 01-0801-R1 | 01-LVD-PPL-2511, BR28ACC MCC ENCLOSURE | no data | no data | 208/120VAC CIRCUIT BREAKER | no data | no data | OPEN | CLOSED | no data | no data
4749.0 | ACC 1 LIGHTING - UPPER DECK 208VAC | 01-LTG-CNT-2511 | 01-LVD-PPL-2511, BR30/32ACC MCC ENCLOSURE | no data | no data | 208/120VAC CIRCUIT BREAKER | no data | no data | OPEN | CLOSED | no data | no data
4750.0 | ACC 1 LIGHTING - NORTH PLATFORM & STAIR TOWER | 01-LTG-CNT-2511 | 01-LVD-PPL-2511, BR34/36ACC MCC ENCLOSURE | no data | no data | 208/120VAC CIRCUIT BREAKER | no data | no data | OPEN | CLOSED | no data | no data
4751.0 | ACC 1 LIGHTING - UPPER DECK 208VAC | 01-LTG-CNT-2511 | 01-LVD-PPL-2511, BR38/40ACC MCC ENCLOSURE | no data | no data | 208/120VAC CIRCUIT BREAKER | no data | no data | OPEN | CLOSED | no data | no data
4752.0 | ENCLOSURE PRESSURIZATION MODULE | null | 01-LVD-PPL-2511, BR42ACC MCC ENCLOSURE | no data | no data | 208/120VAC CIRCUIT BREAKER | no data | no data | OPEN | CLOSED | no data | no data
4753.0 | UNIT 2 ACC FINTUBE CLEANING SYS | 02-CND-RCP-983 | 02-ACC-MCC-141, CUBICLE2FJ(L) | no data | no data | 480 V MOLDED CASE BREAKER | no data | no data | OPEN | CLOSED | no data | no data
4754.0 | ACC 2 PDC PANELBOARD 480VAC | 02-LVB-PPL-1411 | 02-ACC-MCC-141, CUBICLE2FM | no data | no data | 480 V MOLDED CASE BREAKER | no data | no data | OPEN | CLOSED | no data | no data
4755.0 | MAIN BREAKER 1 CONTROL POWER TRANSFORMER | null | 02-ACC-MCC-141, CUBICLE3FM | no data | no data | 480 V MOLDED CASE BREAKER | no data | no data | OPEN | CLOSED | no data | no data
4756.0 | MAIN SUPPLY FEED FROM 02-MVA-XFR-14 | null | 02-ACC-MCC-141, CUBICLE3FM | no data | no data | 480 V MOLDED CASE BREAKER | no data | no data | OPEN | CLOSED | no data | no data
4757.0 | UNIT 2 ACC FAN 01A | 02-ACC-MFN-01A | 02-ACC-MCC-141, CUBICLE4FM | no data | no data | 480 V MOLDED CASE BREAKER | no data | no data | OPEN | CLOSED | no data | no data
4758.0 | UNIT 2 ACC FAN 01C | 02-ACC-MFN-01C | 02-ACC-MCC-141, CUBICLE5FM | no data | no data | 480 V MOLDED CASE BREAKER | no data | no data | OPEN | CLOSED | no data | no data
4759.0 | UNIT 2 ACC FAN 01E | 02-ACC-MFN-01E | 02-ACC-MCC-141, CUBICLE6FM | no data | no data | 480 V MOLDED CASE BREAKER | no data | no data | OPEN | CLOSED | no data | no data
4760.0 | UNIT 2 ACC FAN 02B | 02-ACC-MFN-02B | 02-ACC-MCC-141, CUBICLE7FM | no data | no data | 480 V MOLDED CASE BREAKER | no data | no data | OPEN | CLOSED | no data | no data
4761.0 | UNIT 2 ACC FAN 02D | 02-ACC-MFN-02D | 02-ACC-MCC-141, CUBICLE8FM | no data | no data | 480 V MOLDED CASE BREAKER | no data | no data | OPEN | CLOSED | no data | no data
4762.0 | UNIT 2 ACC FAN 02F | 02-ACC-MFN-02F | 02-ACC-MCC-141, CUBICLE9FM | no data | no data | 480 V MOLDED CASE BREAKER | no data | no data | OPEN | CLOSED | no data | no data
4764.0 | UNIT 2 LP DRAINS TANK PUMP MTR A | 02-STP-MPM-01A | 02-ACC-MCC-141, CUBICLE12FB | no data | no data | 480 V MOLDED CASE BREAKER | no data | no data | OPEN | CLOSED | no data | no data
4765.0 | ACC 2 GLYCOL RECIRC PMP 03A | 02-ARM-MPM-03A | 02-ACC-MCC-141, CUBICLE12FM | no data | no data | 480 V MOLDED CASE BREAKER | no data | no data | OPEN | CLOSED | no data | no data
4766.0 | ACC 2 GLYCOL RECIRC PMP 03C | 02-ARM-MPM-03C | 02-ACC-MCC-141, CUBICLE13FB | no data | no data | 480 V MOLDED CASE BREAKER | no data | no data | OPEN | CLOSED | no data | no data
4767.0 | ACC 2 GLYCOL HX FAN 01 | 02-ARM-MFN-01 | 02-ACC-MCC-141, CUBICLE13FD | no data | no data | 480 V MOLDED CASE BREAKER | no data | no data | OPEN | CLOSED | no data | no data
4768.0 | ACC 2 GLYCOL HX FAN 02 | 02-ARM-MFN-02 | 02-ACC-MCC-141, CUBICLE13FF | no data | no data | 480 V MOLDED CASE BREAKER | no data | no data | OPEN | CLOSED | no data | no data
4769.0 | ACC 2 GLYCOL HX FAN 03 | 02-ARM-MFN-03 | 02-ACC-MCC-141, CUBICLE13FH | no data | no data | 480 V MOLDED CASE BREAKER | no data | no data | OPEN | CLOSED | no data | no data
4771.0 | MAIN BREAKER 2 CONTROL POWER TRANSFORMER | null | 02-ACC-MCC-141, CUBICLE15FM | no data | no data | 480 V MOLDED CASE BREAKER | no data | no data | OPEN | CLOSED | no data | no data
4772.0 | SECONDARY SUPPLY FEED FROM 02-LVB-NSB-24 | null | 02-ACC-MCC-141, CUBICLE15FM | no data | no data | 480 V MOLDED CASE BREAKER | no data | no data | OPEN | CLOSED | no data | no data
4773.0 | ACC 2 PDC XFMR 480-120/208VAC | 02-LVB-XFR-1412 | 02-ACC-MCC-141, CUBICLE16FJ | no data | no data | 480 V MOLDED CASE BREAKER | no data | no data | OPEN | CLOSED | no data | no data
4774.0 | UNIT 2 ACC FAN GEARBOX OIL COOLER 01A | 02-ACC-HEX-01A | 02-ACC-MCC-141, CUBICLE17FB | no data | no data | 480 V MOLDED CASE BREAKER | no data | no data | OPEN | CLOSED | no data | no data
4775.0 | UNIT 2 ACC FAN GEARBOX OIL COOLER 01C | 02-ACC-HEX-01C | 02-ACC-MCC-141, CUBICLE17FD | no data | no data | 480 V MOLDED CASE BREAKER | no data | no data | OPEN | CLOSED | no data | no data
4776.0 | UNIT 2 ACC FAN GEARBOX OIL COOLER 01E | 02-ACC-HEX-01E | 02-ACC-MCC-141, CUBICLE17FF | no data | no data | 480 V MOLDED CASE BREAKER | no data | no data | OPEN | CLOSED | no data | no data
4777.0 | UNIT 2 ACC FAN GEARBOX OIL COOLER 02B | 02-ACC-HEX-02B | 02-ACC-MCC-141, CUBICLE17FH | no data | no data | 480 V MOLDED CASE BREAKER | no data | no data | OPEN | CLOSED | no data | no data
4778.0 | UNIT 2 ACC FAN GEARBOX OIL COOLER 02D | 02-ACC-HEX-02D | 02-ACC-MCC-141 | no data | no data | 480 V MOLDED CASE BREAKER | no data | no data | OPEN | CLOSED | no data | no data
4779.0 | UNIT 2 ACC FAN GEARBOX OIL COOLER 02F | 02-ACC-HEX-02F | 02-ACC-MCC-141 | no data | no data | 480 V MOLDED CASE BREAKER | no data | no data | OPEN | CLOSED | no data | no data
4780.0 | UNIT 2 ACC FAN GEARBOX OIL COOLER 02A | 02-ACC-HEX-02A | 02-ACC-MCC-241, BR2FB | no data | no data | 480 V MOLDED CASE BREAKER | no data | no data | OPEN | CLOSED | no data | no data
4781.0 | UNIT 2 ACC FAN GEARBOX OIL COOLER 02C | 02-ACC-HEX-02C | 02-ACC-MCC-241, BR2FD | no data | no data | 480 V MOLDED CASE BREAKER | no data | no data | OPEN | CLOSED | no data | no data
4782.0 | UNIT 2 ACC FAN GEARBOX OIL COOLER 02E | 02-ACC-HEX-02E | 02-ACC-MCC-241, BR2FF | no data | no data | 480 V MOLDED CASE BREAKER | no data | no data | OPEN | CLOSED | no data | no data
4783.0 | UNIT 2 ACC FAN GEARBOX OIL COOLER 01B | 02-ACC-HEX-01B | 02-ACC-MCC-241, BR2FH | no data | no data | 480 V MOLDED CASE BREAKER | no data | no data | OPEN | CLOSED | no data | no data
4784.0 | UNIT 2 ACC FAN GEARBOX OIL COOLER 01D | 02-ACC-HEX-01D | 02-ACC-MCC-241, BR2FK | no data | no data | 480 V MOLDED CASE BREAKER | no data | no data | OPEN | CLOSED | no data | no data
4785.0 | UNIT 2 ACC FAN GEARBOX OIL COOLER 01F | 02-ACC-HEX-01F | 02-ACC-MCC-241, BR2FM | no data | no data | 480 V MOLDED CASE BREAKER | no data | no data | OPEN | CLOSED | no data | no data
4786.0 | MAIN BREAKER 1 CONTROL POWER TRANSFORMER | null | 02-ACC-MCC-241, BR5FM | no data | no data | 480 V MOLDED CASE BREAKER | no data | no data | OPEN | CLOSED | no data | no data
4787.0 | MAIN SUPPLY FEED FROM 02-MVA-XFR-24 | null | 02-ACC-MCC-241, BR5FM | no data | no data | 480 V MOLDED CASE BREAKER | no data | no data | OPEN | CLOSED | no data | no data
4788.0 | UNIT 2 ACC FAN 02A | 02-ACC-MFN-02A | 02-ACC-MCC-241, BR6FM | no data | no data | 480 V MOLDED CASE BREAKER | no data | no data | OPEN | CLOSED | no data | no data
4789.0 | UNIT 2 ACC FAN 02C | 02-ACC-MFN-02C | 02-ACC-MCC-241, BR7FM | no data | no data | 480 V MOLDED CASE BREAKER | no data | no data | OPEN | CLOSED | no data | no data
4790.0 | UNIT 2 ACC FAN 02E | 02-ACC-MFN-02E | 02-ACC-MCC-241, BR8FM | no data | no data | 480 V MOLDED CASE BREAKER | no data | no data | OPEN | CLOSED | no data | no data
4791.0 | UNIT 2 ACC FAN 01B | 02-ACC-MFN-01B | 02-ACC-MCC-241, BR9FM | no data | no data | 480 V MOLDED CASE BREAKER | no data | no data | OPEN | CLOSED | no data | no data
4792.0 | UNIT 2 ACC FAN 01D | 02-ACC-MFN-01D | 02-ACC-MCC-241, BR10FM | no data | no data | 480 V MOLDED CASE BREAKER | no data | no data | OPEN | CLOSED | no data | no data
4793.0 | UNIT 2 ACC FAN 01F | 02-ACC-MFN-01F | 02-ACC-MCC-241, BR11FM | no data | no data | 480 V MOLDED CASE BREAKER | no data | no data | OPEN | CLOSED | no data | no data
4795.0 | UNIT 2 LP DRAINS TANK PUMP MTR B | 02-STP-MPM-01B | 02-ACC-MCC-241, BR14FB | no data | no data | 480 V MOLDED CASE BREAKER | no data | no data | OPEN | CLOSED | no data | no data
4796.0 | ACC 2 GLYCOL HX FAN 04 | 02-ARM-MFN-04 | 02-ACC-MCC-241 | no data | no data | 480 V MOLDED CASE BREAKER | no data | no data | OPEN | CLOSED | no data | no data
4797.0 | ACC 2 GLYCOL HX FAN 05 | 02-ARM-MFN-05 | 02-ACC-MCC-241 | no data | no data | 480 V MOLDED CASE BREAKER | no data | no data | OPEN | CLOSED | no data | no data
4798.0 | ACC 2 GLYCOL RECIRC PMP 03B | 02-ARM-MPM-03B | 02-ACC-MCC-241 | no data | no data | 480 V MOLDED CASE BREAKER | no data | no data | OPEN | CLOSED | no data | no data
4799.0 | ACC 2 SEAL WTR PMP 02B | 02-ARM-MPM-02B | 02-ACC-MCC-241 | no data | no data | 480 V MOLDED CASE BREAKER | no data | no data | OPEN | CLOSED | no data | no data
4800.0 | MAIN BREAKER 2 CONTROL POWER TRANSFORMER | null | 02-ACC-MCC-241 | no data | no data | 480 V MOLDED CASE BREAKER | no data | no data | OPEN | CLOSED | no data | no data
4801.0 | SECONDARY SUPPLY FEED FROM 02-LVB-NSB-14 | null | 02-ACC-MCC-241 | no data | no data | 480 V MOLDED CASE BREAKER | no data | no data | OPEN | CLOSED | no data | no data
4802.0 | 5 TON HVAC #3 | null | 02-LVB-PPL-1411, BR1ACC MCC ENCLOSURE | no data | no data | 480 V CIRCUIT BREACKER | no data | no data | OPEN | CLOSED | no data | no data
4803.0 | 5 TON HVAC #5 | null | 02-LVB-PPL-1411, BR3ACC MCC ENCLOSURE | no data | no data | 480 V CIRCUIT BREACKER | no data | no data | OPEN | CLOSED | no data | no data
4806.0 | 5 TON HVAC #2 | null | 02-LVB-PPL-1411, BR2ACC MCC ENCLOSURE | no data | no data | 480 V CIRCUIT BREACKER | no data | no data | OPEN | CLOSED | no data | no data
4807.0 | WELDING RECEPTACLE | null | 02-LVB-PPL-1411, BR4ACC MCC ENCLOSURE | no data | no data | 480 V CIRCUIT BREACKER | no data | no data | OPEN | CLOSED | no data | no data
4809.0 | UNIT 2 ACC STM VLV ROW 1 PWR 480VAC | 02-MOV-CND814 | 02-LVB-PPL-1411, BR10ACC MCC ENCLOSURE | no data | no data | 480 V CIRCUIT BREACKER | no data | no data | OPEN | CLOSED | no data | no data
4810.0 | UNIT 2 ACC STM VLV ROW 2 PWR 480VAC | 02-MOV-CND815 | 02-LVB-PPL-1411, BR12ACC MCC ENCLOSURE | no data | no data | 480 V CIRCUIT BREACKER | no data | no data | OPEN | CLOSED | no data | no data
4811.0 | INTERIOR LIGHTING | null | 02-LVD-PPL-1412, BR1ACC MCC ENCLOSURE | no data | no data | 208/120VAC CIRCUIT BREAKER | no data | no data | OPEN | CLOSED | no data | no data
4812.0 | INTERIOR GFCI RECEPTACLES | null | 02-LVD-PPL-1412, BR3ACC MCC ENCLOSURE | no data | no data | 208/120VAC CIRCUIT BREAKER | no data | no data | OPEN | CLOSED | no data | no data
4813.0 | EXTERIOR GFCI RECEPTACLES | null | 02-LVD-PPL-1412, BR5ACC MCC ENCLOSURE | no data | no data | 208/120VAC CIRCUIT BREAKER | no data | no data | OPEN | CLOSED | no data | no data
4814.0 | MCC-141 SECTION HEATER SUPPLY #1 | null | 02-LVD-PPL-1412, BR7ACC MCC ENCLOSURE | no data | no data | 208/120VAC CIRCUIT BREAKER | no data | no data | OPEN | CLOSED | no data | no data
4815.0 | MCC-141 SECTION HEATER SUPPLY #2 | null | 02-LVD-PPL-1412, BR9ACC MCC ENCLOSURE | no data | no data | 208/120VAC CIRCUIT BREAKER | no data | no data | OPEN | CLOSED | no data | no data
4816.0 | MCC-241 MOTOR SPACE HEATER SUPPLY #1 | null | 02-LVD-PPL-1412, BR11ACC MCC ENCLOSURE | no data | no data | 208/120VAC CIRCUIT BREAKER | no data | no data | OPEN | CLOSED | no data | no data
4817.0 | ACC 2 LRVP SEP TNK SEAL WTR HTR 919 120VAC | 02-ARM-HTR-919 | 02-LVD-PPL-1412, BR13ACC MCC ENCLOSURE | no data | no data | 208/120VAC CIRCUIT BREAKER | no data | no data | OPEN | CLOSED | no data | no data
4818.0 | UNIT 2 ACC FAN GRBX OIL HTR 04B | 02-ACC-HTR-04B | 02-LVD-PPL-1412, BR15ACC MCC ENCLOSURE | no data | no data | 208/120VAC CIRCUIT BREAKER | no data | no data | OPEN | CLOSED | no data | no data
4819.0 | NTW DCS CAB 20 UTILITY | null | 02-LVD-PPL-1412, BR17ACC MCC ENCLOSURE | no data | no data | 208/120VAC CIRCUIT BREAKER | no data | no data | OPEN | CLOSED | no data | no data
4820.0 | HVAC 3 PRESSURIZATION MODULE | null | 02-LVD-PPL-1412, BR21ACC MCC ENCLOSURE | no data | no data | 208/120VAC CIRCUIT BREAKER | no data | no data | OPEN | CLOSED | no data | no data
4821.0 | HVAC 5 PRESSURIZATION MODULE | null | 02-LVD-PPL-1412, BR23ACC MCC ENCLOSURE | no data | no data | 208/120VAC CIRCUIT BREAKER | no data | no data | OPEN | CLOSED | no data | no data
4822.0 | ACC 2 LRVP SEP TNK SEAL WTR HTR 901 120VAC | 02-ARM-HTR-901 | 02-LVD-PPL-1412, BR25ACC MCC ENCLOSURE | no data | no data | 208/120VAC CIRCUIT BREAKER | no data | no data | OPEN | CLOSED | no data | no data
4823.0 | ACC 2 LRVP SEP TNK SEAL WTR HTR 888 120VAC | 02-ARM-HTR-888 | 02-LVD-PPL-1412, BR27ACC MCC ENCLOSURE | no data | no data | 208/120VAC CIRCUIT BREAKER | no data | no data | OPEN | CLOSED | no data | no data
4824.0 | ACC 2 LIGHTING - GROUND LEVEL 208VAC | 02-LTG-CNT-1412 | 02-LVD-PPL-1412, BR31/33ACC MCC ENCLOSURE | no data | no data | 208/120VAC CIRCUIT BREAKER | no data | no data | OPEN | CLOSED | no data | no data
4825.0 | ACC 2 LIGHTING - GROUND LEVEL 208VAC | 02-LTG-CNT-1412 | 02-LVD-PPL-1412, BR35/37ACC MCC ENCLOSURE | no data | no data | 208/120VAC CIRCUIT BREAKER | no data | no data | OPEN | CLOSED | no data | no data
4826.0 | EXTERIOR LIGHTS ACC ENCLOSURE 120VAC | 02-LTG-CNT-1412 | 02-LVD-PPL-1412, BR2ACC MCC ENCLOSURE | no data | no data | 208/120VAC CIRCUIT BREAKER | no data | no data | OPEN | CLOSED | no data | no data
4827.0 | ACC 2 LIGHTING CONTACTOR COIL120VAC | 02-LTG-CNT-1412 | 02-LVD-PPL-1412, BR4ACC MCC ENCLOSURE | no data | no data | 208/120VAC CIRCUIT BREAKER | no data | no data | OPEN | CLOSED | no data | no data
4828.0 | MCC-141 MOTOR SPACE HEATER SUPPLY #1 | null | 02-LVD-PPL-1412, BR8ACC MCC ENCLOSURE | no data | no data | 208/120VAC CIRCUIT BREAKER | no data | no data | OPEN | CLOSED | no data | no data
4829.0 | MCC-241 SECTION HEATER SUPPLY #1 | null | 02-LVD-PPL-1412, BR10ACC MCC ENCLOSURE | no data | no data | 208/120VAC CIRCUIT BREAKER | no data | no data | OPEN | CLOSED | no data | no data
4830.0 | MCC-241 SECTION HEATER SUPPLY #2 | null | 02-LVD-PPL-1412, BR12ACC MCC ENCLOSURE | no data | no data | 208/120VAC CIRCUIT BREAKER | no data | no data | OPEN | CLOSED | no data | no data
4831.0 | NON-SEG SPACE HTR MCC-241, M1 | 02-LVB-NSB-24 | 02-LVD-PPL-1412, BR14ACC MCC ENCLOSURE | no data | no data | 208/120VAC CIRCUIT BREAKER | no data | no data | OPEN | CLOSED | no data | no data
4832.0 | NON-SEG SPACE HTR MCC-241, M2 | 02-LVB-NSB-24 | 02-LVD-PPL-1412, BR16ACC MCC ENCLOSURE | no data | no data | 208/120VAC CIRCUIT BREAKER | no data | no data | OPEN | CLOSED | no data | no data
4833.0 | HVAC 2 PRESSURIZATION MODULE | null | 02-LVD-PPL-1412, BR18ACC MCC ENCLOSURE | no data | no data | 208/120VAC CIRCUIT BREAKER | no data | no data | OPEN | CLOSED | no data | no data
4834.0 | UNIT 2 ACC FAN GRBX OIL HTR 04C | 02-ACC-HTR-04C | 02-LVD-PPL-1412, BR20ACC MCC ENCLOSURE | no data | no data | 208/120VAC CIRCUIT BREAKER | no data | no data | OPEN | CLOSED | no data | no data
4835.0 | ENCLOSURE PRESSURIZATION MODULE | null | 02-LVD-PPL-1412, BR22ACC MCC ENCLOSURE | no data | no data | 208/120VAC CIRCUIT BREAKER | no data | no data | OPEN | CLOSED | no data | no data
4836.0 | ACC 2 LRVP SEP TNK SEAL WTR HTR 895 120VAC | 02-ARM-HTR-895 | 02-LVD-PPL-1412, BR24ACC MCC ENCLOSURE | no data | no data | 208/120VAC CIRCUIT BREAKER | no data | no data | OPEN | CLOSED | no data | no data
4837.0 | ACC 2 LRVP SEP TNK SEAL WTR HTR 911 120VAC | 02-ARM-HTR-911 | 02-LVD-PPL-1412, BR26ACC MCC ENCLOSURE | no data | no data | 208/120VAC CIRCUIT BREAKER | no data | no data | OPEN | CLOSED | no data | no data
4838.0 | ACC 2 LIGHTING - GROUND LEVEL | 02-LTG-CNT-1412 | 02-LVD-PPL-1412, BR30/32ACC MCC ENCLOSURE | no data | no data | 208/120VAC CIRCUIT BREAKER | no data | no data | OPEN | CLOSED | no data | no data
4839.0 | ACC 2 LIGHTING - GROUND LEVEL 208VAC | 02-LTG-CNT-1412 | 02-LVD-PPL-1412, BR34/36ACC MCC ENCLOSURE | no data | no data | 208/120VAC CIRCUIT BREAKER | no data | no data | OPEN | CLOSED | no data | no data
4840.0 | UNIT 2 ACC FAN GEARBOX OIL COOLER 03A | 02-ACC-HEX-03A | 02-ACC-MCC-161, CUBICLE2FB | no data | no data | 480 V MOLDED CASE BREAKER | no data | no data | OPEN | CLOSED | no data | no data
4841.0 | UNIT 2 ACC FAN GEARBOX OIL COOLER 03C | 02-ACC-HEX-03C | 02-ACC-MCC-161, CUBICLE2FD | no data | no data | 480 V MOLDED CASE BREAKER | no data | no data | OPEN | CLOSED | no data | no data
4842.0 | UNIT 2 ACC FAN GEARBOX OIL COOLER 03E | 02-ACC-HEX-03E | 02-ACC-MCC-161, CUBICLE2FF | no data | no data | 480 V MOLDED CASE BREAKER | no data | no data | OPEN | CLOSED | no data | no data
4843.0 | UNIT 2 ACC FAN GEARBOX OIL COOLER 04B | 02-ACC-HEX-04B | 02-ACC-MCC-161, CUBICLE2FH | no data | no data | 480 V MOLDED CASE BREAKER | no data | no data | OPEN | CLOSED | no data | no data
4844.0 | UNIT 2 ACC FAN GEARBOX OIL COOLER 04D | 02-ACC-HEX-04D | 02-ACC-MCC-161, CUBICLE2FK | no data | no data | 480 V MOLDED CASE BREAKER | no data | no data | OPEN | CLOSED | no data | no data
4845.0 | UNIT 2 ACC FAN GEARBOX OIL COOLER 04F | 02-ACC-HEX-04F | 02-ACC-MCC-161, CUBICLE2FM | no data | no data | 480 V MOLDED CASE BREAKER | no data | no data | OPEN | CLOSED | no data | no data
4846.0 | ACC 2 PDC PANELBOARD 480VAC | 02-LVB-PPL-1611 | 02-ACC-MCC-161, CUBICLE3FM | no data | no data | 480 V MOLDED CASE BREAKER | no data | no data | OPEN | CLOSED | no data | no data
4847.0 | MAIN BREAKER 1 CONTROL POWER TRANSFORMER | null | 02-ACC-MCC-161, CUBICLE4FM | no data | no data | 480 V MOLDED CASE BREAKER | no data | no data | OPEN | CLOSED | no data | no data
4848.0 | MAIN SUPPLY FEED FROM 02-MVA-XFR-14 | null | 02-ACC-MCC-161, CUBICLE4FM | no data | no data | 480 V MOLDED CASE BREAKER | no data | no data | OPEN | CLOSED | no data | no data
4849.0 | UNIT 2 ACC FAN 3A | 02-ACC-MFN-03A | 02-ACC-MCC-161, CUBICLE5FM | no data | no data | 480 V MOLDED CASE BREAKER | no data | no data | OPEN | CLOSED | no data | no data
4850.0 | UNIT 2 ACC FAN 3C | 02-ACC-MFN-03C | 02-ACC-MCC-161, CUBICLE6FM | no data | no data | 480 V MOLDED CASE BREAKER | no data | no data | OPEN | CLOSED | no data | no data
4851.0 | UNIT 2 ACC FAN 3E | 02-ACC-MFN-03E | 02-ACC-MCC-161, CUBICLE7FM | no data | no data | 480 V MOLDED CASE BREAKER | no data | no data | OPEN | CLOSED | no data | no data
4852.0 | UNIT 2 ACC FAN 4B | 02-ACC-MFN-04B | 02-ACC-MCC-161, CUBICLE8FM | no data | no data | 480 V MOLDED CASE BREAKER | no data | no data | OPEN | CLOSED | no data | no data
4853.0 | UNIT 2 ACC FAN 4D | 02-ACC-MFN-04D | 02-ACC-MCC-161, CUBICLE9FM | no data | no data | 480 V MOLDED CASE BREAKER | no data | no data | OPEN | CLOSED | no data | no data
4854.0 | UNIT 2 ACC FAN 4F | 02-ACC-MFN-04F | 02-ACC-MCC-161, CUBICLE10FM | no data | no data | 480 V MOLDED CASE BREAKER | no data | no data | OPEN | CLOSED | no data | no data
4855.0 | ACC 2 LRVP 01C | 02-ARM-MPM-01C | 02-ACC-MCC-161, CUBICLE11FM | no data | no data | 480 V MOLDED CASE BREAKER | no data | no data | OPEN | CLOSED | no data | no data
4856.0 | ACC 2 SEAL WTR PMP 02C | 02-ARM-MPM-02C | 02-ACC-MCC-161, CUBICLE14FB | no data | no data | 480 V MOLDED CASE BREAKER | no data | no data | OPEN | CLOSED | no data | no data
4857.0 | MAIN BREAKER 2 CONTROL POWER TRANSFORMER | null | 02-ACC-MCC-161, CUBICLE16FM | no data | no data | 480 V MOLDED CASE BREAKER | no data | no data | OPEN | CLOSED | no data | no data
4858.0 | SECONDARY SUPPLY FEED FROM 02-LVB-NSB-26 | null | 02-ACC-MCC-161, CUBICLE16FM | no data | no data | 480 V MOLDED CASE BREAKER | no data | no data | OPEN | CLOSED | no data | no data
4859.0 | UNIT 2 ACC FAN GEARBOX OIL COOLER 04A | 02-ACC-HEX-04A | 02-ACC-MCC-261, CUBICLE2FB | no data | no data | 480 V MOLDED CASE BREAKER | no data | no data | OPEN | CLOSED | no data | no data
4860.0 | UNIT 2 ACC FAN GEARBOX OIL COOLER 04C | 02-ACC-HEX-04C | 02-ACC-MCC-261, CUBICLE2FD | no data | no data | 480 V MOLDED CASE BREAKER | no data | no data | OPEN | CLOSED | no data | no data
4861.0 | UNIT 2 ACC FAN GEARBOX OIL COOLER 04E | 02-ACC-HEX-04E | 02-ACC-MCC-261, CUBICLE2FF | no data | no data | 480 V MOLDED CASE BREAKER | no data | no data | OPEN | CLOSED | no data | no data
4862.0 | UNIT 2 ACC FAN GEARBOX OIL COOLER 03B | 02-ACC-HEX-03B | 02-ACC-MCC-261, CUBICLE2FH | no data | no data | 480 V MOLDED CASE BREAKER | no data | no data | OPEN | CLOSED | no data | no data
4863.0 | UNIT 2 ACC FAN GEARBOX OIL COOLER 03D | 02-ACC-HEX-03D | 02-ACC-MCC-261, CUBICLE2FK | no data | no data | 480 V MOLDED CASE BREAKER | no data | no data | OPEN | CLOSED | no data | no data
4864.0 | UNIT 2 ACC FAN GEARBOX OIL COOLER 03F | 02-ACC-HEX-03F | 02-ACC-MCC-261, CUBICLE2FM | no data | no data | 480 V MOLDED CASE BREAKER | no data | no data | OPEN | CLOSED | no data | no data
4865.0 | MAIN BREAKER 1 CONTROL POWER TRANSFORMER | null | 02-ACC-MCC-261, CUBICLE4FM | no data | no data | 480 V MOLDED CASE BREAKER | no data | no data | OPEN | CLOSED | no data | no data
4866.0 | MAIN SUPPLY FEED FROM 02-MVA-XFR-26 | null | 02-ACC-MCC-261, CUBICLE4FM | no data | no data | 480 V MOLDED CASE BREAKER | no data | no data | OPEN | CLOSED | no data | no data
4867.0 | ACC 2 PDC XFMR 480-120/208VAC | 02-LVB-XFR-2611 | 02-ACC-MCC-261, CUBICLE5FJ(L) | no data | no data | 480 V MOLDED CASE BREAKER | no data | no data | OPEN | CLOSED | no data | no data
4868.0 | UNIT 2 ACC HEAT TRACE XFMR 480-120/208VAC | 02-HTT-XFR-2611 | 02-ACC-MCC-261, CUBICLE5FJ(R) | no data | no data | 480 V MOLDED CASE BREAKER | no data | no data | OPEN | CLOSED | no data | no data
4869.0 | UNIT 2 ACC FAN 4A | 02-ACC-MFN-04A | 02-ACC-MCC-261, CUBICLE6FM | no data | no data | 480 V MOLDED CASE BREAKER | no data | no data | OPEN | CLOSED | no data | no data
4870.0 | UNIT 2 ACC FAN 4C | 02-ACC-MFN-04C | 02-ACC-MCC-261, CUBICLE7FM | no data | no data | 480 V MOLDED CASE BREAKER | no data | no data | OPEN | CLOSED | no data | no data
4871.0 | UNIT 2 ACC FAN 4E | 02-ACC-MFN-04E | 02-ACC-MCC-261, CUBICLE8FM | no data | no data | 480 V MOLDED CASE BREAKER | no data | no data | OPEN | CLOSED | no data | no data
4872.0 | UNIT 2 ACC FAN 3B | 02-ACC-MFN-03B | 02-ACC-MCC-261, CUBICLE9FM | no data | no data | 480 V MOLDED CASE BREAKER | no data | no data | OPEN | CLOSED | no data | no data
4873.0 | UNIT 2 ACC FAN 3D | 02-ACC-MFN-03D | 02-ACC-MCC-261, CUBICLE10FM | no data | no data | 480 V MOLDED CASE BREAKER | no data | no data | OPEN | CLOSED | no data | no data
4874.0 | UNIT 2 ACC FAN 3F | 02-ACC-MFN-03F | 02-ACC-MCC-261, CUBICLE11FM | no data | no data | 480 V MOLDED CASE BREAKER | no data | no data | OPEN | CLOSED | no data | no data
4878.0 | ACC 2 SEAL WTR PMP 02E | 02-ARM-MPM-02E | 02-ACC-MCC-261, CUBICLE15FD | no data | no data | 480 V MOLDED CASE BREAKER | no data | no data | OPEN | CLOSED | no data | no data
4879.0 | MAIN BREAKER 2 CONTROL POWER TRANSFORMER | null | 02-ACC-MCC-261, CUBICLE16FM | no data | no data | 480 V MOLDED CASE BREAKER | no data | no data | OPEN | CLOSED | no data | no data
4880.0 | SECONDARY SUPPLY FEED FROM 02-LVB-NSB-16 | null | 02-ACC-MCC-261, CUBICLE16FM | no data | no data | 480 V MOLDED CASE BREAKER | no data | no data | OPEN | CLOSED | no data | no data
4881.0 | 5 TON HVAC #1 | null | 02-LVB-PPL-1611, BR1ACC MCC ENCLOSURE | no data | no data | 480 V CIRCUIT BREACKER | no data | no data | OPEN | CLOSED | no data | no data
4882.0 | UNIT 2 CND TNK IMMERSION HTR | 02-CND-HTR-869 | 02-LVB-PPL-1611, BR5 ACC MCC ENCLOSURE | no data | no data | 480 V CIRCUIT BREACKER | no data | no data | OPEN | CLOSED | no data | no data
4883.0 | UNIT 2 ACC UPPER DECK WELDING RECEPT 4 | 02-LVB-RCP-04 | 02-LVB-PPL-1611, BR7ACC MCC ENCLOSURE | no data | no data | 480 V CIRCUIT BREACKER | no data | no data | OPEN | CLOSED | no data | no data
4884.0 | UNIT 2 ACC UPPER DECK WELDING RECEPT 5 | 02-LVB-RCP-05 | 02-LVB-PPL-1611, BR9ACC MCC ENCLOSURE | no data | no data | 480 V CIRCUIT BREACKER | no data | no data | OPEN | CLOSED | no data | no data
4885.0 | UNIT 2 ACC UPPER DECK WELDING RECEPT 6 | 02-LVB-RCP-06 | 02-LVB-PPL-1611, BR11ACC MCC ENCLOSURE | no data | no data | 480 V CIRCUIT BREACKER | no data | no data | OPEN | CLOSED | no data | no data
4886.0 | 5 TON HVAC #4 | null | 02-LVB-PPL-1611, BR2ACC MCC ENCLOSURE | no data | no data | 480 V CIRCUIT BREACKER | no data | no data | OPEN | CLOSED | no data | no data
4887.0 | UNIT 2 ACC UPPER DECK WELDING RECEPT 7 | 02-LVB-RCP-07 | 02-LVB-PPL-1611, BR10ACC MCC ENCLOSURE | no data | no data | 480 V CIRCUIT BREACKER | no data | no data | OPEN | CLOSED | no data | no data
4888.0 | UNIT 2 ACC GRADE WELDING RECEPT 8 | 02-LVB-RCP-08 | 02-LVB-PPL-1611, BR12ACC MCC ENCLOSURE | no data | no data | 480 V CIRCUIT BREACKER | no data | no data | OPEN | CLOSED | no data | no data
4889.0 | MCC-161 SECTION HEATER SUPPLY #1 | null | 02-LVD-PPL-261, BR7ACC MCC ENCLOSURE | no data | no data | 208/120VAC CIRCUIT BREAKER | no data | no data | OPEN | CLOSED | no data | no data
4890.0 | MCC-161 SECTION HEATER SUPPLY #2 | null | 02-LVD-PPL-261, BR9ACC MCC ENCLOSURE | no data | no data | 208/120VAC CIRCUIT BREAKER | no data | no data | OPEN | CLOSED | no data | no data
4891.0 | MCC-261 MOTOR SPACE HEATER SUPPLY #1 | null | 02-LVD-PPL-261, BR11ACC MCC ENCLOSURE | no data | no data | 208/120VAC CIRCUIT BREAKER | no data | no data | OPEN | CLOSED | no data | no data
4892.0 | MCC-161 NSBD SPACE HEATER SUPPLY #1 | null | 02-LVD-PPL-261, BR13ACC MCC ENCLOSURE | no data | no data | 208/120VAC CIRCUIT BREAKER | no data | no data | OPEN | CLOSED | no data | no data
4893.0 | MCC-161 NSBD SPACE HEATER SUPPLY #2 | null | 02-LVD-PPL-261, BR15ACC MCC ENCLOSURE | no data | no data | 208/120VAC CIRCUIT BREAKER | no data | no data | OPEN | CLOSED | no data | no data
4894.0 | NTW DCS CAB 22 UTILITY | null | 02-LVD-PPL-261, BR17ACC MCC ENCLOSURE | no data | no data | 208/120VAC CIRCUIT BREAKER | no data | no data | OPEN | CLOSED | no data | no data
4895.0 | HVAC 1 PRESSURIZATION MODULE | null | 02-LVD-PPL-261, BR19ACC MCC ENCLOSURE | no data | no data | 208/120VAC CIRCUIT BREAKER | no data | no data | OPEN | CLOSED | no data | no data
4896.0 | UNIT 2 ACC FAN GRBX OIL HTR 04D | 02-ACC-HTR-04D | 02-LVD-PPL-261, BR25ACC MCC ENCLOSURE | no data | no data | 208/120VAC CIRCUIT BREAKER | no data | no data | OPEN | CLOSED | no data | no data
4897.0 | CONVENIENCE RECPTS UNIT 2 ACC UPPER DECK | 02-0701-R1 | 02-LVD-PPL-261, BR27ACC MCC ENCLOSURE | no data | no data | 208/120VAC CIRCUIT BREAKER | no data | no data | OPEN | CLOSED | no data | no data
4898.0 | CONVENIENCE RECPTS UNIT 2 ACC UPPER DECK | 02-0901-R1 | 02-LVD-PPL-261, BR29ACC MCC ENCLOSURE | no data | no data | 208/120VAC CIRCUIT BREAKER | no data | no data | OPEN | CLOSED | no data | no data
4899.0 | ACC 2 LIGHTING - UPPER DECK 208VAC | 02-LTG-CNT-2611 | 02-LVD-PPL-261, BR31/33ACC MCC ENCLOSURE | no data | no data | 208/120VAC CIRCUIT BREAKER | no data | no data | OPEN | CLOSED | no data | no data
4900.0 | ACC 2 LIGHTING - UPPER DECK 208VAC | 02-LTG-CNT-2611 | 02-LVD-PPL-261, BR35/37ACC MCC ENCLOSURE | no data | no data | 208/120VAC CIRCUIT BREAKER | no data | no data | OPEN | CLOSED | no data | no data
4901.0 | ACC 2 LIGHTING - SOUTH PLATFORM 208VAC | 02-LTG-CNT-2611 | 02-LVD-PPL-261, BR39/41ACC MCC ENCLOSURE | no data | no data | 208/120VAC CIRCUIT BREAKER | no data | no data | OPEN | CLOSED | no data | no data
4902.0 | SECURITY PANEL | null | 02-LVD-PPL-261, BR2ACC MCC ENCLOSURE | no data | no data | 208/120VAC CIRCUIT BREAKER | no data | no data | OPEN | CLOSED | no data | no data
4903.0 | FIRE PANEL | null | 02-LVD-PPL-261, BR4ACC MCC ENCLOSURE | no data | no data | 208/120VAC CIRCUIT BREAKER | no data | no data | OPEN | CLOSED | no data | no data
4904.0 | MCC-161 MOTOR SPACE HEATER SUPPLY #1 | null | 02-LVD-PPL-261, BR8ACC MCC ENCLOSURE | no data | no data | 208/120VAC CIRCUIT BREAKER | no data | no data | OPEN | CLOSED | no data | no data
4905.0 | MCC-261 SECTION HEATER SUPPLY #1 | null | 02-LVD-PPL-261, BR10ACC MCC ENCLOSURE | no data | no data | 208/120VAC CIRCUIT BREAKER | no data | no data | OPEN | CLOSED | no data | no data
4906.0 | MCC-261 SECTION HEATER SUPPLY #2 | null | 02-LVD-PPL-261, BR12ACC MCC ENCLOSURE | no data | no data | 208/120VAC CIRCUIT BREAKER | no data | no data | OPEN | CLOSED | no data | no data
4907.0 | UNIT 2 ACC FAN GRBX OIL HTR 04E | 02-ACC-HTR-04E | 02-LVD-PPL-261, BR16ACC MCC ENCLOSURE | no data | no data | 208/120VAC CIRCUIT BREAKER | no data | no data | OPEN | CLOSED | no data | no data
4908.0 | HVAC 4 PRESSURIZATION MODULE | null | 02-LVD-PPL-261, BR18ACC MCC ENCLOSURE | no data | no data | 208/120VAC CIRCUIT BREAKER | no data | no data | OPEN | CLOSED | no data | no data
4909.0 | UNIT 2 ACC FAN GRBX OIL HTR 04F | 02-ACC-HTR-04F | 02-LVD-PPL-261, BR20ACC MCC ENCLOSURE | no data | no data | 208/120VAC CIRCUIT BREAKER | no data | no data | OPEN | CLOSED | no data | no data
4910.0 | CONVENIENCE RECPTS UNIT 2 ACC UPPER DECK | 02-0601-R1 | 02-LVD-PPL-261, BR26ACC MCC ENCLOSURE | no data | no data | 208/120VAC CIRCUIT BREAKER | no data | no data | OPEN | CLOSED | no data | no data
4911.0 | CONVENIENCE RECPTS UNIT 2 ACC UPPER DECK | 02-0801-R1 | 02-LVD-PPL-261, BR28ACC MCC ENCLOSURE | no data | no data | 208/120VAC CIRCUIT BREAKER | no data | no data | OPEN | CLOSED | no data | no data
4912.0 | ACC 2 LIGHTING - UPPER DECK 208VAC | 02-LTG-CNT-2611 | 02-LVD-PPL-261, BR30/32ACC MCC ENCLOSURE | no data | no data | 208/120VAC CIRCUIT BREAKER | no data | no data | OPEN | CLOSED | no data | no data
4913.0 | ACC 2 LIGHTING- NORTH PLATFORM & STAIR TOWER | 02-LTG-CNT-2611 | 02-LVD-PPL-261, BR34/36ACC MCC ENCLOSURE | no data | no data | 208/120VAC CIRCUIT BREAKER | no data | no data | OPEN | CLOSED | no data | no data
4914.0 | ACC 2 LIGHTING - UPPER DECK 208VAC | 02-LTG-CNT-2611 | 02-LVD-PPL-261, BR38/40ACC MCC ENCLOSURE | no data | no data | 208/120VAC CIRCUIT BREAKER | no data | no data | OPEN | CLOSED | no data | no data
4915.0 | CONVENIENCE RECPTS UNIT 1 ACC GROUND LEVEL | 02-0501-R1 | 02-LVD-PPL-261, BR42ACC MCC ENCLOSURE | no data | no data | 208/120VAC CIRCUIT BREAKER | no data | no data | OPEN | CLOSED | no data | no data
4916.0 | U1 BOP ESS SWITCHBOARD | 01-LVB-SWB-171 | MV BLDG, 01-LVB-SWG-17, CUBICLE02A | no data | no data | 480 V RACK OUT BREAKER | no data | no data | OPEN | CLOSED | no data | no data
4917.0 | U1 MHI MCC | 01BFJ01 | MV BLDG, 01-LVB-SWG-17, CUBICLE02D | no data | no data | 480 V RACK OUT BREAKER | no data | no data | OPEN | CLOSED | no data | no data
4918.0 | U1 MHI ESS MCC | 01BMC01 | MV BLDG, 01-LVB-SWG-17, CUBICLE02B | no data | no data | 480 V RACK OUT BREAKER | no data | no data | OPEN | CLOSED | no data | no data
4919.0 | U2 MHI ESS MCC | 02BMC01 | MV BLDG, 01-LVB-SWG-17, CUBICLE03A | no data | no data | 480 V RACK OUT BREAKER | no data | no data | OPEN | CLOSED | no data | no data
4920.0 | EDG TO SWG-17 | 00-GEN-NSB-01 | MV BLDG, 01-LVB-SWG-17, CUBICLE04A | no data | no data | 480 V RACK OUT BREAKER | no data | no data | OPEN | CLOSED | no data | no data
4921.0 | TIE BREAKER SWG 17 AND 27 | null | MV BLDG, 01-LVB-SWG-17 | no data | no data | 480 V RACK OUT BREAKER | no data | no data | OPEN | CLOSED | no data | no data
4922.0 | U2 BOP ESS SWITCHBOARD | 02-LVB-SWB-271 | MV BLDG, 02-LVB-SWG-27, CUBICLE07A | no data | no data | 480 V RACK OUT BREAKER | no data | no data | OPEN | CLOSED | no data | no data
4923.0 | U2 MHI MCC | 02BFJ01 | MV BLDG, 02-LVB-SWG-27, CUBICLE08D | no data | no data | 480 V RACK OUT BREAKER | no data | no data | OPEN | CLOSED | no data | no data
4924.0 | U1 MHI ESS MCC | 01BMC01 | MV BLDG, 02-LVB-SWG-27, CUBICLE07B | no data | no data | 480 V RACK OUT BREAKER | no data | no data | OPEN | CLOSED | no data | no data
4925.0 | U2 MHI ESS MCC | 02BMC01 | MV BLDG, 02-LVB-SWG-27, CUBICLE08A | no data | no data | 480 V RACK OUT BREAKER | no data | no data | OPEN | CLOSED | no data | no data
4926.0 | EDG TO SWG-27 | 00-GEN-NSB-01 | MV BLDG, 02-LVB-SWG-27, CUBICLE06A | no data | no data | 480 V RACK OUT BREAKER | no data | no data | OPEN | CLOSED | no data | no data
4927.0 | MCC FEEDER BREAKER | null | TCP | no data | no data | 480 V MOLDED CASE BREAKER | no data | no data | OPEN | CLOSED | no data | no data
4928.0 | TURNING GEAR MOTOR | 01MAK11AE101-M01 | TCP | no data | no data | 480 V MOLDED CASE BREAKER | no data | no data | OPEN | CLOSED | no data | no data
4929.0 | GT PACKAGE VENTILATION FAN A | 01MBA11AN101-M01 | TCP | no data | no data | 480 V MOLDED CASE BREAKER | no data | no data | OPEN | CLOSED | no data | no data
4930.0 | GT PACKAGE VENTILATION FAN B | 01MBA11AN102-M01 | TCP | no data | no data | 480 V MOLDED CASE BREAKER | no data | no data | OPEN | CLOSED | no data | no data
4931.0 | MAIN SEAL OIL PUMP | 01MKW01AP101-M01 | TCP | no data | no data | 480 V MOLDED CASE BREAKER | no data | no data | OPEN | CLOSED | no data | no data
4932.0 | LUBE OIL VAPOR EXTRACTOR A | 01MPV01AN101-M01 | TCP | no data | no data | 480 V MOLDED CASE BREAKER | no data | no data | OPEN | CLOSED | no data | no data
4933.0 | LUBE OIL VAPOR EXTRACTOR B | 01MPV01AN102-M01 | TCP | no data | no data | 480 V MOLDED CASE BREAKER | no data | no data | OPEN | CLOSED | no data | no data
4934.0 | JACKING OIL PUMP A | 01MKV05AP201-M01 | TCP | no data | no data | 480 V MOLDED CASE BREAKER | no data | no data | OPEN | CLOSED | no data | no data
4935.0 | JACKING OIL PUMP B | 01MKV05AP202-M01 | TCP | no data | no data | 480 V MOLDED CASE BREAKER | no data | no data | OPEN | CLOSED | no data | no data
4936.0 | GT CASING COOLING AIR FAN | 01QEF13AN101-M01 | TCP | no data | no data | 480 V MOLDED CASE BREAKER | no data | no data | OPEN | CLOSED | no data | no data
4937.0 | GT ECA COMPRESSOR A AUX OIL | 01MBH06AP401-M01 | TCP | no data | no data | 480 V MOLDED CASE BREAKER | no data | no data | OPEN | CLOSED | no data | no data
4938.0 | GT ECA COMPRESSOR B AUX OIL | 01MBH06AP402-M01 | TCP | no data | no data | 480 V MOLDED CASE BREAKER | no data | no data | OPEN | CLOSED | no data | no data
4939.0 | GT ECA COMPRESSOR A VAPOR | 01MBH06AN104-M01 | TCP | no data | no data | 480 V MOLDED CASE BREAKER | no data | no data | OPEN | CLOSED | no data | no data
4940.0 | GT ECA COMPRESSOR B VAPOR | 01MBH06AN106-M01 | TCP | no data | no data | 480 V MOLDED CASE BREAKER | no data | no data | OPEN | CLOSED | no data | no data
4941.0 | 125VDC BATTERY CHARGER B | 01BTM03 | TCP | no data | no data | 480 V MOLDED CASE BREAKER | no data | no data | OPEN | CLOSED | no data | no data
4942.0 | 208-120VAC ESSENTIAL DISTRIBUTION PANEL | 01BME01 | TCP | no data | no data | 480 V MOLDED CASE BREAKER | no data | no data | OPEN | CLOSED | no data | no data
4943.0 | CO2 TANK CONTROL PANEL | 01SGJ02BB101 | TCP | no data | no data | 480 V MOLDED CASE BREAKER | no data | no data | OPEN | CLOSED | no data | no data
4944.0 | CO2 TANK HEATER | 01SGJ02AH001 | TCP | no data | no data | 480 V MOLDED CASE BREAKER | no data | no data | OPEN | CLOSED | no data | no data
4945.0 | 220V DC RECTIFIER PANEL | 01BTL01 | TCP | no data | no data | 480 V MOLDED CASE BREAKER | no data | no data | OPEN | CLOSED | no data | no data
4946.0 | CONTROL PACKAGE AIR CONDITIONER-1 | 01UCA51AH101 | TCP | no data | no data | 480 V MOLDED CASE BREAKER | no data | no data | OPEN | CLOSED | no data | no data
4947.0 | CONTROL PACKAGE AIR CONDITIONER-3 | 01UCA51AH201 | TCP | no data | no data | 480 V MOLDED CASE BREAKER | no data | no data | OPEN | CLOSED | no data | no data
4948.0 | CONTROL PACKAGE AIR CONDITIONER-5 | 01UCA51AH103 | TCP | no data | no data | 480 V MOLDED CASE BREAKER | no data | no data | OPEN | CLOSED | no data | no data
4949.0 | CONTROL PACKAGE PRESSURIZATION UNIT | 01UCA51AH401 | TCP | no data | no data | 480 V MOLDED CASE BREAKER | no data | no data | OPEN | CLOSED | no data | no data
4950.0 | CONTROL PACKAGE BATTERY ROOM AC-1 | 01UCA51AH301 | TCP | no data | no data | 480 V MOLDED CASE BREAKER | no data | no data | OPEN | CLOSED | no data | no data
4953.0 | MAIN FEED TO ESSENTIAL DISTRIBUTION PANEL | 01BMT01 | TCP | no data | no data |  | no data | no data | OPEN | CLOSED | no data | no data
4954.0 | TURBINE CONTROL PANEL | 01MBY01GH00110 | TCP | no data | no data |  | no data | no data | OPEN | CLOSED | no data | no data
4955.0 | TURBINE SUPERVISORY INSTRUMENT PANEL | 01MBY01GH01610 | TCP | no data | no data |  | no data | no data | OPEN | CLOSED | no data | no data
4956.0 | LOCAL FIRE ALARM CONTROL PANEL | 01SGY03GH001 | TCP | no data | no data |  | no data | no data | OPEN | CLOSED | no data | no data
4957.0 | TURBINE PROTECTION PANEL | 01MBY01GH01010 | TCP | no data | no data |  | no data | no data | OPEN | CLOSED | no data | no data
4958.0 | TURBINE REMOTE I/O PANEL A | 01MBY93GH00110 | TCP | no data | no data |  | no data | no data | OPEN | CLOSED | no data | no data
4959.0 | TURBINE REMOTE I/O PANEL B | 01MBY93GH00210 | TCP | no data | no data |  | no data | no data | OPEN | CLOSED | no data | no data
4960.0 | CONTROL PACKAGE INTERIOR LIGHTING - 1 | 01UCA51GP101 | TCP | no data | no data |  | no data | no data | OPEN | CLOSED | no data | no data
4961.0 | CONTROL PACKAGE INTERIOR LIGHTING - 2 | 01UCA51GP201 | TCP | no data | no data |  | no data | no data | OPEN | CLOSED | no data | no data
4962.0 | CONTROL PACKAGE EXTERIOR LIGHTING - 1 | 01UCA51GP102 | TCP | no data | no data |  | no data | no data | OPEN | CLOSED | no data | no data
4963.0 | CONTROL PACKAGE EXTERIOR LIGHTING - 2 | 01UCA51GP202 | TCP | no data | no data |  | no data | no data | OPEN | CLOSED | no data | no data
4964.0 | BATTERY ROOM EXHAUST FAN | 01UCA51AN301 | TCP | no data | no data |  | no data | no data | OPEN | CLOSED | no data | no data
4965.0 | CONTROL PACKAGE LOCAL FIRE ALARM PANEL | 01SGY01GH001 | TCP | no data | no data |  | no data | no data | OPEN | CLOSED | no data | no data
4966.0 | CONTROL PACKAGE HVAC CONTROLLER | 01UCA51AH101-N01 | TCP | no data | no data |  | no data | no data | OPEN | CLOSED | no data | no data
4967.0 | TURNING GEAR MOTOR | 02MAK11AE101-M01 | TCP | no data | no data | 480 V MOLDED CASE BREAKER | no data | no data | OPEN | CLOSED | no data | no data
4968.0 | GT PACKAGE VENTILATION FAN A | 02MBA11AN101-M01 | TCP | no data | no data | 480 V MOLDED CASE BREAKER | no data | no data | OPEN | CLOSED | no data | no data
4969.0 | GT PACKAGE VENTILATION FAN B | 02MBA11AN102-M01 | TCP | no data | no data | 480 V MOLDED CASE BREAKER | no data | no data | OPEN | CLOSED | no data | no data
4970.0 | MAIN SEAL OIL PUMP | 02MKW01AP101-M01 | TCP | no data | no data | 480 V MOLDED CASE BREAKER | no data | no data | OPEN | CLOSED | no data | no data
4971.0 | LUBE OIL VAPOR EXTRACTOR A | 02MPV01AN101-M01 | TCP | no data | no data | 480 V MOLDED CASE BREAKER | no data | no data | OPEN | CLOSED | no data | no data
4972.0 | LUBE OIL VAPOR EXTRACTOR B | 02MPV01AN102-M01 | TCP | no data | no data | 480 V MOLDED CASE BREAKER | no data | no data | OPEN | CLOSED | no data | no data
4973.0 | JACKING OIL PUMP A | 02MKV05AP201-M01 | TCP | no data | no data | 480 V MOLDED CASE BREAKER | no data | no data | OPEN | CLOSED | no data | no data
4974.0 | JACKING OIL PUMP B | 02MKV05AP202-M01 | TCP | no data | no data | 480 V MOLDED CASE BREAKER | no data | no data | OPEN | CLOSED | no data | no data
4975.0 | GT CASING COOLING AIR FAN | 02QEF13AN101-M01 | TCP | no data | no data | 480 V MOLDED CASE BREAKER | no data | no data | OPEN | CLOSED | no data | no data
4977.0 | GT ECA COMPRESSOR B AUX OIL | 02MBH06AP402-M01 | TCP | no data | no data | 480 V MOLDED CASE BREAKER | no data | no data | OPEN | CLOSED | no data | no data
4978.0 | GT ECA COMPRESSOR A VAPOR | 02MBH06AN104-M01 | TCP | no data | no data | 480 V MOLDED CASE BREAKER | no data | no data | OPEN | CLOSED | no data | no data
4979.0 | GT ECA COMPRESSOR B VAPOR | 02MBH06AN106-M01 | TCP | no data | no data | 480 V MOLDED CASE BREAKER | no data | no data | OPEN | CLOSED | no data | no data
4980.0 | 125VDC BATTERY CHARGER B | 02BTM03 | TCP | no data | no data | 480 V MOLDED CASE BREAKER | no data | no data | OPEN | CLOSED | no data | no data
4981.0 | 208-120VAC ESSENTIAL DISTRIBUTION PANEL | 02BME01 | TCP | no data | no data | 480 V MOLDED CASE BREAKER | no data | no data | OPEN | CLOSED | no data | no data
4982.0 | CO2 TANK CONTROL PANEL | 02SGJ02BB101 | TCP | no data | no data | 480 V MOLDED CASE BREAKER | no data | no data | OPEN | CLOSED | no data | no data
4983.0 | CO2 TANK HEATER | 02SGJ02AH001 | TCP | no data | no data | 480 V MOLDED CASE BREAKER | no data | no data | OPEN | CLOSED | no data | no data
4984.0 | 220V DC RECTIFIER PANEL | 02BTL01 | TCP | no data | no data | 480 V MOLDED CASE BREAKER | no data | no data | OPEN | CLOSED | no data | no data
4985.0 | CONTROL PACKAGE AIR CONDITIONER-1 | 02UCA51AH101 | TCP | no data | no data | 480 V MOLDED CASE BREAKER | no data | no data | OPEN | CLOSED | no data | no data
4986.0 | CONTROL PACKAGE AIR CONDITIONER-3 | 02UCA51AH201 | TCP | no data | no data | 480 V MOLDED CASE BREAKER | no data | no data | OPEN | CLOSED | no data | no data
4987.0 | CONTROL PACKAGE AIR CONDITIONER-5 | 02UCA51AH103 | TCP | no data | no data | 480 V MOLDED CASE BREAKER | no data | no data | OPEN | CLOSED | no data | no data
4988.0 | CONTROL PACKAGE PRESSURIZATION UNIT | 02UCA51AH401 | TCP | no data | no data | 480 V MOLDED CASE BREAKER | no data | no data | OPEN | CLOSED | no data | no data
4989.0 | CONTROL PACKAGE BATTERY ROOM AC-1 | 02UCA51AH301 | TCP | no data | no data | 480 V MOLDED CASE BREAKER | no data | no data | OPEN | CLOSED | no data | no data
4990.0 | STHP TURBINE STEAM INLET PIPE DRAIN MOV | 02MAL02AA901 | TCP | no data | no data | 480 V MOLDED CASE BREAKER | no data | no data | OPEN | CLOSED | no data | no data
4991.0 | ST IP TURBINE STEAM INLET PIPE DRAIN MOV | 02MAL06AA901 | TCP | no data | no data | 480 V MOLDED CASE BREAKER | no data | no data | OPEN | CLOSED | no data | no data
4992.0 | MAIN FEED TO ESSENTIAL DISTRIBUTION PANEL | 02BMT01 | TCP | no data | no data |  | no data | no data | OPEN | CLOSED | no data | no data
4993.0 | TURBINE CONTROL PANEL | 02MBY01GH00110 | TCP | no data | no data |  | no data | no data | OPEN | CLOSED | no data | no data
4994.0 | TURBINE SUPERVISORY INSTRUMENT PANEL | 02MBY01GH01610 | TCP | no data | no data |  | no data | no data | OPEN | CLOSED | no data | no data
4995.0 | LOCAL FIRE ALARM CONTROL PANEL | 02SGY03GH001 | TCP | no data | no data |  | no data | no data | OPEN | CLOSED | no data | no data
4996.0 | TURBINE PROTECTION PANEL | 02MBY01GH01010 | TCP | no data | no data |  | no data | no data | OPEN | CLOSED | no data | no data
4997.0 | TURBINE REMOTE I/O PANEL A | 02MBY93GH00110 | TCP | no data | no data |  | no data | no data | OPEN | CLOSED | no data | no data
4998.0 | TURBINE REMOTE I/O PANEL B | 02MBY93GH00210 | TCP | no data | no data |  | no data | no data | OPEN | CLOSED | no data | no data
4999.0 | CONTROL PACKAGE INTERIOR LIGHTING - 1 | 02UCA51GP101 | TCP | no data | no data |  | no data | no data | OPEN | CLOSED | no data | no data
5000.0 | CONTROL PACKAGE INTERIOR LIGHTING - 2 | 02UCA51GP201 | TCP | no data | no data |  | no data | no data | OPEN | CLOSED | no data | no data
5001.0 | CONTROL PACKAGE EXTERIOR LIGHTING - 1 | 02UCA51GP102 | TCP | no data | no data |  | no data | no data | OPEN | CLOSED | no data | no data
5002.0 | CONTROL PACKAGE EXTERIOR LIGHTING - 2 | 02UCA51GP202 | TCP | no data | no data |  | no data | no data | OPEN | CLOSED | no data | no data
5003.0 | BATTERY ROOM EXHAUST FAN | 02UCA51AN301 | TCP | no data | no data |  | no data | no data | OPEN | CLOSED | no data | no data
5004.0 | CONTROL PACKAGE LOCAL FIRE ALARM PANEL | 02SGY01GH001 | TCP | no data | no data |  | no data | no data | OPEN | CLOSED | no data | no data
5005.0 | CONTROL PACKAGE HVAC CONTROLLER | 02UCA51AH101-N01 | TCP | no data | no data |  | no data | no data | OPEN | CLOSED | no data | no data
5006.0 | MAIN FEEDER BREAKER TO MHI MCC | 01BFJ01 | TCP | no data | no data | 480 V MOLDED CASE BREAKER | no data | no data | OPEN | CLOSED | no data | no data
5007.0 | GT 4S COOLER FAN MOTOR (A | 01MBH01AN101-M01 | TCP | no data | no data | 480 V MOLDED CASE BREAKER | no data | no data | OPEN | CLOSED | no data | no data
5008.0 | GT 4S COOLER FAN MOTOR (B) | 01MBH01AN102-M01 | TCP | no data | no data | 480 V MOLDED CASE BREAKER | no data | no data | OPEN | CLOSED | no data | no data
5009.0 | GT 4S COOLER FAN MOTOR (C) | 01MBH01AN103-M01 | TCP | no data | no data | 480 V MOLDED CASE BREAKER | no data | no data | OPEN | CLOSED | no data | no data
5010.0 | CONTROL OIL PUMP MOTOR (A) | 01MPX01AP101-M01 | TCP | no data | no data | 480 V MOLDED CASE BREAKER | no data | no data | OPEN | CLOSED | no data | no data
5011.0 | CONTROL OIL PUMP MOTOR (B) | 01MPX01AP102-M01 | TCP | no data | no data | 480 V MOLDED CASE BREAKER | no data | no data | OPEN | CLOSED | no data | no data
5014.0 | CONTROL OIL POLISHING PUMP | 01MPX11AP101-M01 | TCP | no data | no data | 480 V MOLDED CASE BREAKER | no data | no data | OPEN | CLOSED | no data | no data
5015.0 | GLAND STEAM CONDENSER EXHAUST FAN (A) | 01MAW01AN101-M01 | TCP | no data | no data | 480 V MOLDED CASE BREAKER | no data | no data | OPEN | CLOSED | no data | no data
5016.0 | GLAND STEAM CONDENSER EXHAUST FAN (B) | 01MAW01AN102-M01 | TCP | no data | no data | 480 V MOLDED CASE BREAKER | no data | no data | OPEN | CLOSED | no data | no data
5017.0 | LUBE OIL PURIFIER PUMP MOTOR | 01MPV21AP101-M01 | TCP | no data | no data | 480 V MOLDED CASE BREAKER | no data | no data | OPEN | CLOSED | no data | no data
5018.0 | SEAL OIL VACUUM PUMP MOTOR(A) | 01MKW05AP201-M01 | TCP | no data | no data | 480 V MOLDED CASE BREAKER | no data | no data | OPEN | CLOSED | no data | no data
5019.0 | SEAL OIL VACUUM PUMP MOTOR(B) | 01MKW05AP202-M01 | TCP | no data | no data | 480 V MOLDED CASE BREAKER | no data | no data | OPEN | CLOSED | no data | no data
5020.0 | GT ECA COMPRESSOR A ENCLOSURE | 01MBH06AN107-M01 | TCP | no data | no data | 480 V MOLDED CASE BREAKER | no data | no data | OPEN | CLOSED | no data | no data
5021.0 | GT ECA COMPRESSOR B ENCLOSURE | 01MBH06AN110-M01 | TCP | no data | no data | 480 V MOLDED CASE BREAKER | no data | no data | OPEN | CLOSED | no data | no data
5022.0 | GT ECA COMPRESSOR A ENCLOSURE | 01MBH06AN108-M01 | TCP | no data | no data | 480 V MOLDED CASE BREAKER | no data | no data | OPEN | CLOSED | no data | no data
5023.0 | GT ECA COMPRESSOR B ENCLOSURE | 01MBH06AN109-M01 | TCP | no data | no data | 480 V MOLDED CASE BREAKER | no data | no data | OPEN | CLOSED | no data | no data
5024.0 | ECA RECIRC PUP (A) SEAL COOLER | 01LCA14AP101-M02 | TCP | no data | no data | 480 V MOLDED CASE BREAKER | no data | no data | OPEN | CLOSED | no data | no data
5025.0 | ECA RECIRC PUP (B) SEAL COOLER | 01LCA14AP102-M02 | TCP | no data | no data | 480 V MOLDED CASE BREAKER | no data | no data | OPEN | CLOSED | no data | no data
5026.0 | GT ECA COMPRESSOR B VAPOR EXTRACTOR (A) | 01MBH06AN105-M01 | TCP | no data | no data | 480 V MOLDED CASE BREAKER | no data | no data | OPEN | CLOSED | no data | no data
5027.0 | GT ECA COMPRESSOR A VAPOR EXTRACTOR (A) | 01MBH06AN103-M01 | TCP | no data | no data | 480 V MOLDED CASE BREAKER | no data | no data | OPEN | CLOSED | no data | no data
5028.0 | GENERATOR VAPOR EXTRACTOR MOTOR | 01MKV04AN101-M01 | TCP | no data | no data | 480 V MOLDED CASE BREAKER | no data | no data | OPEN | CLOSED | no data | no data
5029.0 | LUBE OIL HEATER (A) | 01MPV01AH101 | TCP | no data | no data | 480 V MOLDED CASE BREAKER | no data | no data | OPEN | CLOSED | no data | no data
5030.0 | LUBE OIL HEATER (B) | 01MPV01AH102 | TCP | no data | no data | 480 V MOLDED CASE BREAKER | no data | no data | OPEN | CLOSED | no data | no data
5031.0 | LUBE OIL HEATER (C) | 01MPV01AH103 | TCP | no data | no data | 480 V MOLDED CASE BREAKER | no data | no data | OPEN | CLOSED | no data | no data
5032.0 | LUBE OIL HEATER (D) | 01MPV01AH104 | TCP | no data | no data | 480 V MOLDED CASE BREAKER | no data | no data | OPEN | CLOSED | no data | no data
5033.0 | GT ECA COMPRESSOR A OIL HEATER | 01MBH06AH101 | TCP | no data | no data | 480 V MOLDED CASE BREAKER | no data | no data | OPEN | CLOSED | no data | no data
5034.0 | GT ECA COMPRESSOR B OIL HEATER | 01MBH06AH102 | TCP | no data | no data | 480 V MOLDED CASE BREAKER | no data | no data | OPEN | CLOSED | no data | no data
5035.0 | CONTROL OIL HEATER | 01MPX01AH101 | TCP | no data | no data | 480 V MOLDED CASE BREAKER | no data | no data | OPEN | CLOSED | no data | no data
5036.0 | GT IGNITION EXCITER | 01MBM01GU001 | TCP | no data | no data | 480 V MOLDED CASE BREAKER | no data | no data | OPEN | CLOSED | no data | no data
5037.0 | GENERATOR COLLECTOR HOUSING SPACE HEATER | 01MKA01AH001 | TCP | no data | no data | 480 V MOLDED CASE BREAKER | no data | no data | OPEN | CLOSED | no data | no data
5038.0 | 125V DC BATTERY CHARGER A | 01BTM01 | TCP | no data | no data | 480 V MOLDED CASE BREAKER | no data | no data | OPEN | CLOSED | no data | no data
5039.0 | 208-120V AC DISTRIBUTION PANEL | 01BJA01 | TCP | no data | no data | 480 V MOLDED CASE BREAKER | no data | no data | OPEN | CLOSED | no data | no data
5040.0 | GT AIR INTAKE SYSTEM | 01MBL30GH001 | TCP | no data | no data | 480 V MOLDED CASE BREAKER | no data | no data | OPEN | CLOSED | no data | no data
5041.0 | ST BOLT HEATER DB (A) | 01MAA31AH101 | TCP | no data | no data | 480 V MOLDED CASE BREAKER | no data | no data | OPEN | CLOSED | no data | no data
5042.0 | ST BOLT HEATER DB (B) | 01MAA31AH102 | TCP | no data | no data | 480 V MOLDED CASE BREAKER | no data | no data | OPEN | CLOSED | no data | no data
5043.0 | GT FUEL GAS MANIFOLD HEAT TRACE | 01CZA00GH001 | TCP | no data | no data | 480 V MOLDED CASE BREAKER | no data | no data | OPEN | CLOSED | no data | no data
5045.0 | 220V DC RECTIFIER PANE | 01BTL01 | TCP | no data | no data | 480 V MOLDED CASE BREAKER | no data | no data | OPEN | CLOSED | no data | no data
5046.0 | CONTROL PACKAGE AIR CONDITIONER-4 | 01UCA51AH202 | TCP | no data | no data | 480 V MOLDED CASE BREAKER | no data | no data | OPEN | CLOSED | no data | no data
5047.0 | CONTROL PACKAGE AIR CONDITIONER-2 | 01UCA51AH102 | TCP | no data | no data | 480 V MOLDED CASE BREAKER | no data | no data | OPEN | CLOSED | no data | no data
5048.0 | CONTROL PACKAGE BATTERY ROOM AC-2 | 01UCA51AH302 | TCP | no data | no data | 480 V MOLDED CASE BREAKER | no data | no data | OPEN | CLOSED | no data | no data
5053.0 | HYDROGEN GAS DRYER | 01MKG03AT001 | TCP | no data | no data | 480 V MOLDED CASE BREAKER | no data | no data | OPEN | CLOSED | no data | no data
5054.0 | MAIN FEEDER BREAKER TO MHI MCC | 02BFJ01 | TCP | no data | no data | 480 V MOLDED CASE BREAKER | no data | no data | OPEN | CLOSED | no data | no data
5055.0 | GT 4S COOLER FAN MOTOR (A | 02MBH01AN101-M01 | TCP | no data | no data | 480 V MOLDED CASE BREAKER | no data | no data | OPEN | CLOSED | no data | no data
5056.0 | GT 4S COOLER FAN MOTOR (B) | 02MBH01AN102-M01 | TCP | no data | no data | 480 V MOLDED CASE BREAKER | no data | no data | OPEN | CLOSED | no data | no data
5057.0 | GT 4S COOLER FAN MOTOR (C) | 02MBH01AN103-M01 | TCP | no data | no data | 480 V MOLDED CASE BREAKER | no data | no data | OPEN | CLOSED | no data | no data
5058.0 | CONTROL OIL PUMP MOTOR (A) | 02MPX01AP101-M01 | TCP | no data | no data | 480 V MOLDED CASE BREAKER | no data | no data | OPEN | CLOSED | no data | no data
5059.0 | CONTROL OIL PUMP MOTOR (B) | 02MPX01AP102-M01 | TCP | no data | no data | 480 V MOLDED CASE BREAKER | no data | no data | OPEN | CLOSED | no data | no data
5060.0 | GT 2C/ECA RECIRCULATION PUMP (B) | 02LCA14AP102 | TCP | no data | no data | 480 V MOLDED CASE BREAKER | no data | no data | OPEN | CLOSED | no data | no data
5061.0 | GT 2C/ECA RECIRCULATION PUMP (A) | 02LCA14AP101 | TCP | no data | no data | 480 V MOLDED CASE BREAKER | no data | no data | OPEN | CLOSED | no data | no data
5062.0 | CONTROL OIL POLISHING PUMP | 02MPX11AP101-M01 | TCP | no data | no data | 480 V MOLDED CASE BREAKER | no data | no data | OPEN | CLOSED | no data | no data
5063.0 | GLAND STEAM CONDENSER EXHAUST FAN (A) | 02MAW01AN101-M01 | TCP | no data | no data | 480 V MOLDED CASE BREAKER | no data | no data | OPEN | CLOSED | no data | no data
5064.0 | GLAND STEAM CONDENSER EXHAUST FAN (B) | 02MAW01AN102-M01 | TCP | no data | no data | 480 V MOLDED CASE BREAKER | no data | no data | OPEN | CLOSED | no data | no data
5065.0 | LUBE OIL PURIFIER PUMP MOTOR | 02MPV21AP101-M01 | TCP | no data | no data | 480 V MOLDED CASE BREAKER | no data | no data | OPEN | CLOSED | no data | no data
5066.0 | SEAL OIL VACUUM PUMP MOTOR(A) | 02MKW05AP201-M01 | TCP | no data | no data | 480 V MOLDED CASE BREAKER | no data | no data | OPEN | CLOSED | no data | no data
5067.0 | SEAL OIL VACUUM PUMP MOTOR(B) | 02MKW05AP202-M01 | TCP | no data | no data | 480 V MOLDED CASE BREAKER | no data | no data | OPEN | CLOSED | no data | no data
5068.0 | GT ECA COMPRESSOR A ENCLOSURE | 02MBH06AN107-M01 | TCP | no data | no data | 480 V MOLDED CASE BREAKER | no data | no data | OPEN | CLOSED | no data | no data
5069.0 | GT ECA COMPRESSOR B ENCLOSURE | 02MBH06AN110-M01 | TCP | no data | no data | 480 V MOLDED CASE BREAKER | no data | no data | OPEN | CLOSED | no data | no data
5070.0 | GT ECA COMPRESSOR A ENCLOSURE | 02MBH06AN108-M01 | TCP | no data | no data | 480 V MOLDED CASE BREAKER | no data | no data | OPEN | CLOSED | no data | no data
5071.0 | GT ECA COMPRESSOR B ENCLOSURE | 02MBH06AN109-M01 | TCP | no data | no data | 480 V MOLDED CASE BREAKER | no data | no data | OPEN | CLOSED | no data | no data
5072.0 | ECA RECIRC PUP (A) SEAL COOLER | 02LCA14AP101-M02 | TCP | no data | no data | 480 V MOLDED CASE BREAKER | no data | no data | OPEN | CLOSED | no data | no data
5073.0 | ECA RECIRC PUP (B) SEAL COOLER | 02LCA14AP102-M02 | TCP | no data | no data | 480 V MOLDED CASE BREAKER | no data | no data | OPEN | CLOSED | no data | no data
5074.0 | GT ECA COMPRESSOR B VAPOR EXTRACTOR (A) | 02MBH06AN105-M01 | TCP | no data | no data | 480 V MOLDED CASE BREAKER | no data | no data | OPEN | CLOSED | no data | no data
5075.0 | GT ECA COMPRESSOR A VAPOR EXTRACTOR (A) | 02MBH06AN103-M01 | TCP | no data | no data | 480 V MOLDED CASE BREAKER | no data | no data | OPEN | CLOSED | no data | no data
5076.0 | GENERATOR VAPOR EXTRACTOR MOTOR | 02MKV04AN101-M01 | TCP | no data | no data | 480 V MOLDED CASE BREAKER | no data | no data | OPEN | CLOSED | no data | no data
5077.0 | LUBE OIL HEATER (A) | 02MPV01AH101 | TCP | no data | no data | 480 V MOLDED CASE BREAKER | no data | no data | OPEN | CLOSED | no data | no data
5078.0 | LUBE OIL HEATER (B) | 02MPV01AH102 | TCP | no data | no data | 480 V MOLDED CASE BREAKER | no data | no data | OPEN | CLOSED | no data | no data
5079.0 | LUBE OIL HEATER (C) | 02MPV01AH103 | TCP | no data | no data | 480 V MOLDED CASE BREAKER | no data | no data | OPEN | CLOSED | no data | no data
5080.0 | LUBE OIL HEATER (D) | 02MPV01AH104 | TCP | no data | no data | 480 V MOLDED CASE BREAKER | no data | no data | OPEN | CLOSED | no data | no data
5081.0 | GT ECA COMPRESSOR A OIL HEATER | 02MBH06AH101 | TCP | no data | no data | 480 V MOLDED CASE BREAKER | no data | no data | OPEN | CLOSED | no data | no data
5082.0 | GT ECA COMPRESSOR B OIL HEATER | 02MBH06AH102 | TCP | no data | no data | 480 V MOLDED CASE BREAKER | no data | no data | OPEN | CLOSED | no data | no data
5083.0 | CONTROL OIL HEATER | 02MPX01AH101 | TCP | no data | no data | 480 V MOLDED CASE BREAKER | no data | no data | OPEN | CLOSED | no data | no data
5084.0 | GT IGNITION EXCITER | 02MBM01GU001 | TCP | no data | no data | 480 V MOLDED CASE BREAKER | no data | no data | OPEN | CLOSED | no data | no data
5085.0 | GENERATOR COLLECTOR HOUSING SPACE HEATER | 02MKA01AH001 | TCP | no data | no data | 480 V MOLDED CASE BREAKER | no data | no data | OPEN | CLOSED | no data | no data
5086.0 | 125V DC BATTERY CHARGER A | 02BTM01 | TCP | no data | no data | 480 V MOLDED CASE BREAKER | no data | no data | OPEN | CLOSED | no data | no data
5087.0 | 208-120V AC DISTRIBUTION PANEL | 02BJA01 | TCP | no data | no data | 480 V MOLDED CASE BREAKER | no data | no data | OPEN | CLOSED | no data | no data
5088.0 | GT AIR INTAKE SYSTEM | 02MBL30GH001 | TCP | no data | no data | 480 V MOLDED CASE BREAKER | no data | no data | OPEN | CLOSED | no data | no data
5089.0 | ST BOLT HEATER DB (A) | 02MAA31AH101 | TCP | no data | no data | 480 V MOLDED CASE BREAKER | no data | no data | OPEN | CLOSED | no data | no data
5090.0 | ST BOLT HEATER DB (B) | 02MAA31AH102 | TCP | no data | no data | 480 V MOLDED CASE BREAKER | no data | no data | OPEN | CLOSED | no data | no data
5091.0 | GT FUEL GAS MANIFOLD HEAT TRACE | 02CZA00GH001 | TCP | no data | no data | 480 V MOLDED CASE BREAKER | no data | no data | OPEN | CLOSED | no data | no data
5093.0 | 220V DC RECTIFIER PANE | 02BTL01 | TCP | no data | no data | 480 V MOLDED CASE BREAKER | no data | no data | OPEN | CLOSED | no data | no data
5094.0 | CONTROL PACKAGE AIR CONDITIONER-4 | 02UCA51AH202 | TCP | no data | no data | 480 V MOLDED CASE BREAKER | no data | no data | OPEN | CLOSED | no data | no data
5095.0 | CONTROL PACKAGE AIR CONDITIONER-2 | 02UCA51AH102 | TCP | no data | no data | 480 V MOLDED CASE BREAKER | no data | no data | OPEN | CLOSED | no data | no data
5096.0 | CONTROL PACKAGE BATTERY ROOM AC-2 | 02UCA51AH302 | TCP | no data | no data | 480 V MOLDED CASE BREAKER | no data | no data | OPEN | CLOSED | no data | no data
5097.0 | CMV STEAM LEAK DRAIN VALVE | 02MAM30AA102 | TCP | no data | no data | 480 V MOLDED CASE BREAKER | no data | no data | OPEN | CLOSED | no data | no data
5098.0 | CMV SEAT DRAIN MOTOR VALVE | 02MAL01AA901 | TCP | no data | no data | 480 V MOLDED CASE BREAKER | no data | no data | OPEN | CLOSED | no data | no data
5099.0 | CRV SEAT DRAIN MOTOR VALVE | 02MAL04AA901 | TCP | no data | no data | 480 V MOLDED CASE BREAKER | no data | no data | OPEN | CLOSED | no data | no data
5100.0 | CMV STEM LEAK RECOVERY MOTOR VALVE | 02MAM30AA101 | TCP | no data | no data | 480 V MOLDED CASE BREAKER | no data | no data | OPEN | CLOSED | no data | no data
5101.0 | HYDROGEN GAS DRYER | 02MKG03AT001 | TCP | no data | no data | 480 V MOLDED CASE BREAKER | no data | no data | OPEN | CLOSED | no data | no data
5102.0 | EXCITATION TRANSFORMER (SPACE HEATER) | 01MKC01GT10100 | TCP | no data | no data |  | no data | no data | OPEN | CLOSED | no data | no data
5103.0 | NEUTRAL GROUND CUBICLE FOR GEN | 01BAW11GH00100 | TCP | no data | no data |  | no data | no data | OPEN | CLOSED | no data | no data
5104.0 | EXCITATION TRANSFORMER (UTILITY CIRCUIT) | 01MKC01GT10101 | TCP | no data | no data |  | no data | no data | OPEN | CLOSED | no data | no data
5105.0 | EXCITATION DC BUSDUCT (SPACE HEATER) | 01MKC01GA401 | TCP | no data | no data |  | no data | no data | OPEN | CLOSED | no data | no data
5106.0 | GT PACKAGE LIGHTING 1 | 01MBA11GP101 | TCP | no data | no data |  | no data | no data | OPEN | CLOSED | no data | no data
5107.0 | GT PACKAGE LIGHTING 2 | 01MBA11GP102 | TCP | no data | no data |  | no data | no data | OPEN | CLOSED | no data | no data
5108.0 | 120V FEED TO 480V AC MCC | 01BFJ01 | TCP | no data | no data |  | no data | no data | OPEN | CLOSED | no data | no data
5109.0 | 120V FEED TO 480V AC ESSENTIAL MCC | 01BMC01 | TCP | no data | no data |  | no data | no data | OPEN | CLOSED | no data | no data
5110.0 | TURBINE REMOTE I/O PANEL B | 01MBY93GH00200 | TCP | no data | no data |  | no data | no data | OPEN | CLOSED | no data | no data
5111.0 | TURBINE REMOTE I/O PANEL A | 01MBY93GH00100 | TCP | no data | no data |  | no data | no data | OPEN | CLOSED | no data | no data
5112.0 | TURBINE PROTECTION PANEL | 01MBY01GH01000 | TCP | no data | no data |  | no data | no data | OPEN | CLOSED | no data | no data
5113.0 | TURBINE SUPERVISORY INSTRUMENT PANEL | 01MBY01GH01600 | TCP | no data | no data |  | no data | no data | OPEN | CLOSED | no data | no data
5114.0 | EXCITATION AC BUSDUCT (SPACE HEATER) | 01MKC01GA301 | TCP | no data | no data |  | no data | no data | OPEN | CLOSED | no data | no data
5115.0 | CONTROL PACKAGE EXTERIOR RECEPTACLES - 1 | 01UCA51GQ102 | TCP | no data | no data |  | no data | no data | OPEN | CLOSED | no data | no data
5116.0 | CONTROL PACKAGE EXTERIOR RECEPTACLES - 2 | 01UCA51GQ202 | TCP | no data | no data |  | no data | no data | OPEN | CLOSED | no data | no data
5117.0 | TURBINE CONTROL PANEL | 01MBY01GH00100 | TCP | no data | no data |  | no data | no data | OPEN | CLOSED | no data | no data
5118.0 | CONTROL PACKAGE INTERIOR RECEPTACLES - 1 | 01UCA51GQ101 | TCP | no data | no data |  | no data | no data | OPEN | CLOSED | no data | no data
5119.0 | CONTROL PACKAGE INTERIOR RECEPTACLES - 2 | 01UCA51GQ201 | TCP | no data | no data |  | no data | no data | OPEN | CLOSED | no data | no data
5120.0 | GCRP (MAINTENANCE) | 01CHC00GH00100 | TCP | no data | no data |  | no data | no data | OPEN | CLOSED | no data | no data
5121.0 | 125V DC BATTERY CHARGER (A) (SPACE HEATER) | 01BTM0100 | TCP | no data | no data |  | no data | no data | OPEN | CLOSED | no data | no data
5122.0 | 125V DC BATTERY CHARGER (B) (SPACE HEATER) | 01BTM0200 | TCP | no data | no data |  | no data | no data | OPEN | CLOSED | no data | no data
5123.0 | 220V DC RECTIFIER PANEL | 01BTL01 | TCP | no data | no data |  | no data | no data | OPEN | CLOSED | no data | no data
5124.0 | 25V DC STARTER PANEL | 01BVR01 | TCP | no data | no data |  | no data | no data | OPEN | CLOSED | no data | no data
5125.0 | GT FUEL GAS SYSTEM DVP PANEL (SPACE HEATER) | 01MBP02GH00100 | TCP | no data | no data |  | no data | no data | OPEN | CLOSED | no data | no data
5126.0 | GENERATOR COLLECTOR HOUSING LIGHTING | 01MKA01GP001 | TCP | no data | no data |  | no data | no data | OPEN | CLOSED | no data | no data
5127.0 | GENERATOR ON-LINE MONITORING SYSTEM | 01MKA01GH001 | TCP | no data | no data |  | no data | no data | OPEN | CLOSED | no data | no data
5128.0 | GT ECA COMPRESSOR B ENCLOSURE LIGHTING | 01MBH06GP102 | TCP | no data | no data |  | no data | no data | OPEN | CLOSED | no data | no data
5129.0 | GT ECA COMPRESSOR A ENCLOSURE LIGHTING | 01MBH06GP101 | TCP | no data | no data |  | no data | no data | OPEN | CLOSED | no data | no data
5139.0 | HEATER (GT PACKAGE GAS DETECTORS) | 01MBY91GZ100 | TCP | no data | no data |  | no data | no data | OPEN | CLOSED | no data | no data
5140.0 | ECA RECIRCULATION PUMP (A) (BEARING HEATER) | 01LCA14AH101 | TCP | no data | no data |  | no data | no data | OPEN | CLOSED | no data | no data
5141.0 | ECA RECIRCULATION PUMP (B) (BEARING HEATER) | 01LCA14AH102 | TCP | no data | no data |  | no data | no data | OPEN | CLOSED | no data | no data
5142.0 | EXCITATION TRANSFORMER (SPACE HEATER) | 02MKC01GT10100 | TCP | no data | no data |  | no data | no data | OPEN | CLOSED | no data | no data
5143.0 | NEUTRAL GROUND CUBICLE FOR GEN | 02BAW11GH00100 | TCP | no data | no data |  | no data | no data | OPEN | CLOSED | no data | no data
5144.0 | EXCITATION TRANSFORMER (UTILITY CIRCUIT) | 02MKC01GT10101 | TCP | no data | no data |  | no data | no data | OPEN | CLOSED | no data | no data
5145.0 | EXCITATION DC BUSDUCT (SPACE HEATER) | 02MKC01GA401 | TCP | no data | no data |  | no data | no data | OPEN | CLOSED | no data | no data
5146.0 | GT PACKAGE LIGHTING 1 | 02MBA11GP101 | TCP | no data | no data |  | no data | no data | OPEN | CLOSED | no data | no data
5147.0 | GT PACKAGE LIGHTING 2 | 02MBA11GP102 | TCP | no data | no data |  | no data | no data | OPEN | CLOSED | no data | no data
5148.0 | 120V FEED TO 480V AC MCC | 02BFJ01 | TCP | no data | no data |  | no data | no data | OPEN | CLOSED | no data | no data
5149.0 | 120V FEED TO 480V AC ESSENTIAL MCC | 02BMC01 | TCP | no data | no data |  | no data | no data | OPEN | CLOSED | no data | no data
5150.0 | TURBINE REMOTE I/O PANEL B | 02MBY93GH00200 | TCP | no data | no data |  | no data | no data | OPEN | CLOSED | no data | no data
5151.0 | TURBINE REMOTE I/O PANEL A | 02MBY93GH00100 | TCP | no data | no data |  | no data | no data | OPEN | CLOSED | no data | no data
5152.0 | TURBINE PROTECTION PANEL | 02MBY01GH01000 | TCP | no data | no data |  | no data | no data | OPEN | CLOSED | no data | no data
5153.0 | TURBINE SUPERVISORY INSTRUMENT PANEL | 02MBY01GH01600 | TCP | no data | no data |  | no data | no data | OPEN | CLOSED | no data | no data
5154.0 | EXCITATION AC BUSDUCT (SPACE HEATER) | 02MKC01GA301 | TCP | no data | no data |  | no data | no data | OPEN | CLOSED | no data | no data
5155.0 | CONTROL PACKAGE EXTERIOR RECEPTACLES - 1 | 02UCA51GQ102 | TCP | no data | no data |  | no data | no data | OPEN | CLOSED | no data | no data
5156.0 | CONTROL PACKAGE EXTERIOR RECEPTACLES - 2 | 02UCA51GQ202 | TCP | no data | no data |  | no data | no data | OPEN | CLOSED | no data | no data
5157.0 | TURBINE CONTROL PANEL | 02MBY01GH00100 | TCP | no data | no data |  | no data | no data | OPEN | CLOSED | no data | no data
5158.0 | CONTROL PACKAGE INTERIOR RECEPTACLES - 1 | 02UCA51GQ101 | TCP | no data | no data |  | no data | no data | OPEN | CLOSED | no data | no data
5159.0 | CONTROL PACKAGE INTERIOR RECEPTACLES - 2 | 02UCA51GQ201 | TCP | no data | no data |  | no data | no data | OPEN | CLOSED | no data | no data
5160.0 | GCRP (MAINTENANCE) | 02CHC00GH00100 | TCP | no data | no data |  | no data | no data | OPEN | CLOSED | no data | no data
5161.0 | 125V DC BATTERY CHARGER (A) (SPACE HEATER) | 02BTM0100 | TCP | no data | no data |  | no data | no data | OPEN | CLOSED | no data | no data
5162.0 | 125V DC BATTERY CHARGER (B) (SPACE HEATER) | 02BTM0200 | TCP | no data | no data |  | no data | no data | OPEN | CLOSED | no data | no data
5163.0 | 220V DC RECTIFIER PANEL | 02BTL01 | TCP | no data | no data |  | no data | no data | OPEN | CLOSED | no data | no data
5164.0 | 25V DC STARTER PANEL | 02BVR01 | TCP | no data | no data |  | no data | no data | OPEN | CLOSED | no data | no data
5165.0 | GT FUEL GAS SYSTEM DVP PANEL (SPACE HEATER) | 02MBP02GH00100 | TCP | no data | no data |  | no data | no data | OPEN | CLOSED | no data | no data
5166.0 | GENERATOR COLLECTOR HOUSING LIGHTING | 02MKA01GP001 | TCP | no data | no data |  | no data | no data | OPEN | CLOSED | no data | no data
5167.0 | GENERATOR ON-LINE MONITORING SYSTEM | 02MKA01GH001 | TCP | no data | no data |  | no data | no data | OPEN | CLOSED | no data | no data
5168.0 | GT ECA COMPRESSOR B ENCLOSURE LIGHTING | 02MBH06GP102 | TCP | no data | no data |  | no data | no data | OPEN | CLOSED | no data | no data
5169.0 | GT ECA COMPRESSOR A ENCLOSURE LIGHTING | 02MBH06GP101 | TCP | no data | no data |  | no data | no data | OPEN | CLOSED | no data | no data
5170.0 | ST HP STEAM INLET PIPE DRAIN MOV (SPACE HEATER) | 02MAL02AA901-H01 | TCP | no data | no data |  | no data | no data | OPEN | CLOSED | no data | no data
5171.0 | CMV STEAM LEAK DRAIN VALVE (SPACE HEATER) | 02MAM30AA102-H01 | TCP | no data | no data |  | no data | no data | OPEN | CLOSED | no data | no data
5172.0 | CMV STEM LEAK RECOVERY MOV (SPACE HEATER) | 02MAM30AA101-H01 | TCP | no data | no data |  | no data | no data | OPEN | CLOSED | no data | no data
5173.0 | ST IP STEAM INLET PIPE DRAIN MOV (SPACE HEATER) | 02MAL06AA901-H01 | TCP | no data | no data |  | no data | no data | OPEN | CLOSED | no data | no data
5174.0 | CRV SEAT DRAIN MOTOR VALVE (SPACE HEATER) | 02MAL04AA901-H01 | TCP | no data | no data |  | no data | no data | OPEN | CLOSED | no data | no data
5175.0 | CMV SEAT DRAIN MOTOR VALVE (SPACE HEATER) | 02MAL01AA901-H01 | TCP | no data | no data |  | no data | no data | OPEN | CLOSED | no data | no data
5179.0 | HEATER (GT PACKAGE GAS DETECTORS) | 02MBY91GZ100 | TCP | no data | no data |  | no data | no data | OPEN | CLOSED | no data | no data
5180.0 | ECA RECIRCULATION PUMP (A) (BEARING HEATER) | 02LCA14AH101 | TCP | no data | no data |  | no data | no data | OPEN | CLOSED | no data | no data
5181.0 | ECA RECIRCULATION PUMP (B) (BEARING HEATER) | 02LCA14AH102 | TCP | no data | no data |  | no data | no data | OPEN | CLOSED | no data | no data
5182.0 | TURBINE CONTROL PANEL | 01MBY01GH00180 | TCP | no data | no data |  | no data | no data | OPEN | CLOSED | no data | no data
5183.0 | DC POWER SUPPLY FOR EXCITATION SYSTEM | 01MKC01GU10180 | TCP | no data | no data |  | no data | no data | OPEN | CLOSED | no data | no data
5184.0 | DC POWER SUPPLY FOR EXCITATION SYSTEM | 01MKC01GU10181 | TCP | no data | no data |  | no data | no data | OPEN | CLOSED | no data | no data
5185.0 | TURBINE SUPERVISORY INSTRUMENT PANEL | 01MBY01GH01680 | TCP | no data | no data |  | no data | no data | OPEN | CLOSED | no data | no data
5186.0 | TURBINE PROTECTION PANEL | 01MBY01GH01080 | TCP | no data | no data |  | no data | no data | OPEN | CLOSED | no data | no data
5187.0 | LOCAL OPS AND EMS DESK AND TURBINE CONTROL | 01CKC00GH001 | TCP | no data | no data |  | no data | no data | OPEN | CLOSED | no data | no data
5188.0 | TURBINE REMOTE I/O PANEL A | 01MBY93GH00180 | TCP | no data | no data |  | no data | no data | OPEN | CLOSED | no data | no data
5189.0 | TURBINE REMOTE I/O PANEL B | 01MBY93GH00280 | TCP | no data | no data |  | no data | no data | OPEN | CLOSED | no data | no data
5190.0 | GCRP (GEN. CONTROL AND PROTEC. RELAY PANEL) | 01CHC00GH00180 | TCP | no data | no data |  | no data | no data | OPEN | CLOSED | no data | no data
5191.0 | GCRP | 01CHC00GH00181 | TCP | no data | no data |  | no data | no data | OPEN | CLOSED | no data | no data
5192.0 | NEUTRAL GROUND CUBICLE FOR GEN | 01BAW11GH00180 | TCP | no data | no data |  | no data | no data | OPEN | CLOSED | no data | no data
5194.0 | LUBE OIL PUMP DISCONNECT | 01MPV01AP401-M01 | TCP | no data | no data |  | no data | no data | OPEN | CLOSED | no data | no data
5195.0 | SEAL OIL PUMP DISCONNECT | 01MKW04AP101-M01 | TCP | no data | no data |  | no data | no data | OPEN | CLOSED | no data | no data
5197.0 | TURBINE CONTROL PANEL | 02MBY01GH00180 | TCP | no data | no data |  | no data | no data | OPEN | CLOSED | no data | no data
5198.0 | DC POWER SUPPLY FOR EXCITATION SYSTEM | 02MKC01GU10180 | TCP | no data | no data |  | no data | no data | OPEN | CLOSED | no data | no data
5199.0 | DC POWER SUPPLY FOR EXCITATION SYSTEM | 02MKC01GU10181 | TCP | no data | no data |  | no data | no data | OPEN | CLOSED | no data | no data
5200.0 | TURBINE SUPERVISORY INSTRUMENT PANEL | 02MBY01GH01680 | TCP | no data | no data |  | no data | no data | OPEN | CLOSED | no data | no data
5201.0 | TURBINE PROTECTION PANEL | 02MBY01GH01080 | TCP | no data | no data |  | no data | no data | OPEN | CLOSED | no data | no data
5202.0 | LOCAL OPS AND EMS DESK AND TURBINE CONTROL | 02CKC00GH001 | TCP | no data | no data |  | no data | no data | OPEN | CLOSED | no data | no data
5203.0 | TURBINE REMOTE I/O PANEL A | 02MBY93GH00180 | TCP | no data | no data |  | no data | no data | OPEN | CLOSED | no data | no data
5204.0 | TURBINE REMOTE I/O PANEL B | 02MBY93GH00280 | TCP | no data | no data |  | no data | no data | OPEN | CLOSED | no data | no data
5205.0 | GCRP (GEN. CONTROL AND PROTEC. RELAY PANEL) | 02CHC00GH00180 | TCP | no data | no data |  | no data | no data | OPEN | CLOSED | no data | no data
5206.0 | GCRP | 02CHC00GH00181 | TCP | no data | no data |  | no data | no data | OPEN | CLOSED | no data | no data
5207.0 | NEUTRAL GROUND CUBICLE FOR GEN | 02BAW11GH00180 | TCP | no data | no data |  | no data | no data | OPEN | CLOSED | no data | no data
5209.0 | LUBE OIL PUMP DISCONNECT | 02MPV01AP401-M01 | TCP | no data | no data |  | no data | no data | OPEN | CLOSED | no data | no data
5210.0 | SEAL OIL PUMP DISCONNECT | 02MKW04AP101-M01 | TCP | no data | no data |  | no data | no data | OPEN | CLOSED | no data | no data
5212.0 | SWYD PPL 1 480VAC MAIN | 01-LVB-PPL-1711 | MVB, 01-LVB-SWB-171, BR 2 | no data | no data | 480 V CIRCUIT BREACKER | no data | no data | OPEN | CLOSED | no data | no data
5213.0 | UPS SYSTEM UNIT 01 | 01-LVF-UPS-01 | MVB, 01-LVB-SWB-171, BR 4 | no data | no data | 480 V CIRCUIT BREACKER | no data | no data | OPEN | CLOSED | no data | no data
5214.0 | UNIT 1 GSU CTRL PNL 480 VAC PWR MAIN 1 | 01-GSU-CPL-01 | MVB, 01-LVB-SWB-171, BR 6 | no data | no data | 480 V CIRCUIT BREACKER | no data | no data | OPEN | CLOSED | no data | no data
5215.0 | 10 TON HVAC UNIT - MAIN ROOM HVAC #5 | null | MVB, 01-LVB-SWB-171, BR 8 | no data | no data | 480 V CIRCUIT BREACKER | no data | no data | OPEN | CLOSED | no data | no data
5216.0 | WELDING RECEPTACLE #1 | null | MVB, 01-LVB-SWB-171, BR 10 | no data | no data | 480 V CIRCUIT BREACKER | no data | no data | OPEN | CLOSED | no data | no data
5217.0 | WELDING RECEPTACLE #2 | null | MVB, 01-LVB-SWB-171, BR 12 | no data | no data | 480 V CIRCUIT BREACKER | no data | no data | OPEN | CLOSED | no data | no data
5218.0 | UNIT 1 125VDC BATTERY CHARGER A (MVB) | 01-LVE-CHG-01A | MVB, 01-LVB-SWB-171, BR 14 | no data | no data | 480 V CIRCUIT BREACKER | no data | no data | OPEN | CLOSED | no data | no data
5219.0 | EDG AUX POWER XFMR 45KVA | 00-DSL-DSW-01 | MVB, 01-LVB-SWB-171, BR 22 | no data | no data | 480 V CIRCUIT BREACKER | no data | no data | OPEN | CLOSED | no data | no data
5220.0 | UPS BYPASS TRANSFORMER | 00-LVF-XFR-01 | MVB, 01-LVB-SWB-171, BR 3 | no data | no data | 480 V CIRCUIT BREACKER | no data | no data | OPEN | CLOSED | no data | no data
5221.0 | UNIT 2 GSU CTRL PNL 480 VAC PWR MAIN 2 | 02-GSU-CPL-01 | MVB, 01-LVB-SWB-171, BR 7 | no data | no data | 480 V CIRCUIT BREACKER | no data | no data | OPEN | CLOSED | no data | no data
5222.0 | 10 TON HVAC UNIT - MAIN ROOM HVAC #7 | null | MVB, 01-LVB-SWB-171, BR 9 | no data | no data | 480 V CIRCUIT BREACKER | no data | no data | OPEN | CLOSED | no data | no data
5223.0 | MV PDC XFMR 1 480-120/208VAC | 01-LVB-XFR-1712 | MVB, 01-LVB-SWB-171, BR 17 | no data | no data | 480 V CIRCUIT BREACKER | no data | no data | OPEN | CLOSED | no data | no data
5224.0 | UNIT 2 125VDC BATTERY CHARGER B | 02-LVE-CHG-01B | MVB, 01-LVB-SWB-171, BR 15 | no data | no data | 480 V CIRCUIT BREACKER | no data | no data | OPEN | CLOSED | no data | no data
5225.0 | 10 TON HVAC UNIT - MAIN ROOM HVAC #9 | null | MVB, 01-LVB-SWB-171, BR 11 | no data | no data | 480 V CIRCUIT BREACKER | no data | no data | OPEN | CLOSED | no data | no data
5226.0 | UNIT 1 GEN EXCIT PKG AUX PWR SPLY 480 VAC | 01MKC01GP101 | MVB, 01-LVB-SWB-171, BR 26 | no data | no data | 480 V CIRCUIT BREACKER | no data | no data | OPEN | CLOSED | no data | no data
5227.0 | UNIT 1 UAT AREA WELDING RECEPT | 01-LVB-RCP-03 | MVB, 01-LVB-SWB-171, BR 31 | no data | no data | 480 V CIRCUIT BREACKER | no data | no data | OPEN | CLOSED | no data | no data
5228.0 | UNIT 1 TURBINE BLDG WELDING RECEPT | 01-LVB-RCP-01 | MVB, 01-LVB-SWB-171, BR 33 | no data | no data | 480 V CIRCUIT BREACKER | no data | no data | OPEN | CLOSED | no data | no data
5229.0 | AQUEOUS AMMONIA TNK AREA WELDING RECEPT | 00-LVB-RCP-03 | MVB, 01-LVB-SWB-171, BR 35 | no data | no data | 480 V CIRCUIT BREACKER | no data | no data | OPEN | CLOSED | no data | no data
5230.0 | UNIT 1 GT SFC PKG AUX PWR SPLY 480 VAC | 01MKE01GP101 | MVB, 01-LVB-SWB-171, BR 37 | no data | no data | 480 V CIRCUIT BREACKER | no data | no data | OPEN | CLOSED | no data | no data
5231.0 | GT CMP BLADE WASHING DEVICE CTRL PNL MAIN | 00SDD01GH001 | MVB, 01-LVB-SWB-171, BR 43 | no data | no data | 480 V CIRCUIT BREACKER | no data | no data | OPEN | CLOSED | no data | no data
5232.0 | 10KW ROOM HEATER #1 | null | MVB, 01-LVB-SWB-171, BR 47 | no data | no data | 480 V CIRCUIT BREACKER | no data | no data | OPEN | CLOSED | no data | no data
5233.0 | 10KW ROOM HEATER #3 | null | MVB, 01-LVB-SWB-171, BR 49 | no data | no data | 480 V CIRCUIT BREACKER | no data | no data | OPEN | CLOSED | no data | no data
5234.0 | 5 TON HVAC - BATTERY ROOM UNIT #1 | null | MVB, 01-LVB-SWB-171, BR 51 | no data | no data | 480 V CIRCUIT BREACKER | no data | no data | OPEN | CLOSED | no data | no data
5235.0 | UAT 2 CTRL PNL 480 VAC PWR MAIN 2 | 00-UAT-CPL-02 | MVB, 01-LVB-SWB-171, BR 53 | no data | no data | 480 V CIRCUIT BREACKER | no data | no data | OPEN | CLOSED | no data | no data
5236.0 | UAT 1 CTRL PNL 480 VAC PWR MAIN 1 | 00-UAT-CPL-01 | MVB, 01-LVB-SWB-171, BR 55 | no data | no data | 480 V CIRCUIT BREACKER | no data | no data | OPEN | CLOSED | no data | no data
5237.0 | UNIT 1 GCB CPL MAIN 480 VAC | 01-GEN-CPL-01 | MVB, 01-LVB-SWB-171, BR 57 | no data | no data | 480 V CIRCUIT BREACKER | no data | no data | OPEN | CLOSED | no data | no data
5238.0 | *MVB, 01-LVB-SWB-171, BR | null | MVB, 01-LVB-SWB-171, BR | no data | no data | 480 V CIRCUIT BREACKER | no data | no data | OPEN | CLOSED | no data | no data
5239.0 | WAREHOUSE BUILDING LOAD BKR | 01-LVB-DSW-1713 | MVB, 01-LVB-SWB-171, BR 26 | no data | no data | 480 V CIRCUIT BREACKER | no data | no data | OPEN | CLOSED | no data | no data
5242.0 | 10KW ROOM HEATER #2 | null | MVB, 01-LVB-SWB-171, BR 48 | no data | no data | 480 V CIRCUIT BREACKER | no data | no data | OPEN | CLOSED | no data | no data
5243.0 | 5 TON HVAC - BATTERY ROOM UNIT #3 | null | MVB, 01-LVB-SWB-171, BR 52 | no data | no data | 480 V CIRCUIT BREACKER | no data | no data | OPEN | CLOSED | no data | no data
5244.0 | SAT 21 CTRL PNL 480 VAC PWR MAIN 2 | 00-SAT-CPL-21 | MVB, 01-LVB-SWB-171, BR 54 | no data | no data | 480 V CIRCUIT BREACKER | no data | no data | OPEN | CLOSED | no data | no data
5245.0 | SAT 11 CTRL PNL 480 VAC PWR MAIN 1 | 00-SAT-CPL-11 | MVB, 01-LVB-SWB-171, BR 56 | no data | no data | 480 V CIRCUIT BREACKER | no data | no data | OPEN | CLOSED | no data | no data
5246.0 | SWYD PPL 2 480VAC MAIN | 02-LVB-PPL-2711 | MVB, 02-LVB-SWB-271, BR 2 | no data | no data | 480 V CIRCUIT BREACKER | no data | no data | OPEN | CLOSED | no data | no data
5247.0 | UPS SYSTEM UNIT 02 | 02-LVF-UPS-01 | MVB, 02-LVB-SWB-271, BR 4 | no data | no data | 480 V CIRCUIT BREACKER | no data | no data | OPEN | CLOSED | no data | no data
5248.0 | UNIT 2 GSU CTRL PNL 480 VAC PWR MAIN 1 | 02-GSU-CPL-01 | MVB, 02-LVB-SWB-271, BR 6 | no data | no data | 480 V CIRCUIT BREACKER | no data | no data | OPEN | CLOSED | no data | no data
5249.0 | 10 TON HVAC UNIT - MAIN ROOM HVAC #6 | null | MVB, 02-LVB-SWB-271, BR 8 | no data | no data | 480 V CIRCUIT BREACKER | no data | no data | OPEN | CLOSED | no data | no data
5250.0 | WELDING RECEPTACLE #3 | null | MVB, 02-LVB-SWB-271, BR 10 | no data | no data | 480 V CIRCUIT BREACKER | no data | no data | OPEN | CLOSED | no data | no data
5251.0 | WELDING RECEPTACLE #4 | null | MVB, 02-LVB-SWB-271, BR 12 | no data | no data | 480 V CIRCUIT BREACKER | no data | no data | OPEN | CLOSED | no data | no data
5252.0 | UNIT 2 125VDC BATTERY CHARGER A | 02-LVE-CHG-01A | MVB, 02-LVB-SWB-271, BR 16 | no data | no data | 480 V CIRCUIT BREACKER | no data | no data | OPEN | CLOSED | no data | no data
5253.0 | *MVB, 02-LVB-SWB-271, BR | null | MVB, 02-LVB-SWB-271, BR | no data | no data | 480 V CIRCUIT BREACKER | no data | no data | OPEN | CLOSED | no data | no data
5254.0 | UPS BYPASS TRANSFORMER | 00-LVF-XFR-01 | MVB, 02-LVB-SWB-271, BR 3 | no data | no data | 480 V CIRCUIT BREACKER | no data | no data | OPEN | CLOSED | no data | no data
5255.0 | UNIT 1 GSU CTRL PNL 480 VAC PWR MAIN 2 | 01-GSU-CPL-01 | MVB, 02-LVB-SWB-271, BR 7 | no data | no data | 480 V CIRCUIT BREACKER | no data | no data | OPEN | CLOSED | no data | no data
5256.0 | 10 TON HVAC UNIT - MAIN ROOM HVAC #8 | null | MVB, 02-LVB-SWB-271, BR 9 | no data | no data | 480 V CIRCUIT BREACKER | no data | no data | OPEN | CLOSED | no data | no data
5257.0 | 10 TON HVAC UNIT - MAIN ROOM HVAC #10 | null | MVB, 02-LVB-SWB-271, BR 11 | no data | no data | 480 V CIRCUIT BREACKER | no data | no data | OPEN | CLOSED | no data | no data
5258.0 | UNIT 1 125VDC BATTERY CHARGER B (MVB) | 01-LVE-CHG-01B | MVB, 02-LVB-SWB-271, BR 15 | no data | no data | 480 V CIRCUIT BREACKER | no data | no data | OPEN | CLOSED | no data | no data
5259.0 | MV PDC XFMR 2 480-120/208VAC | 02-LVB-XFR-2712 | MVB, 02-LVB-SWB-271, BR 17 | no data | no data | 480 V CIRCUIT BREACKER | no data | no data | OPEN | CLOSED | no data | no data
5260.0 | UNIT 2 GEN EXCIT PKG AUX PWR SPLY 480 VAC | 02MKC01GP101 | MVB, 02-LVB-SWB-271, BR 25 | no data | no data | 480 V CIRCUIT BREACKER | no data | no data | OPEN | CLOSED | no data | no data
5262.0 | ROADWAY LIGHTS SOUTHEAST SECTION 480VAC | 02-LTG-CNT-2711 | MVB, 02-LVB-SWB-271, BR 33 | no data | no data | 480 V CIRCUIT BREACKER | no data | no data | OPEN | CLOSED | no data | no data
5263.0 | ROADWAY LIGHTS NORTH SECTION 480VAC | 02-LTG-CNT-2711 | MVB, 02-LVB-SWB-271, BR 35 | no data | no data | 480 V CIRCUIT BREACKER | no data | no data | OPEN | CLOSED | no data | no data
5264.0 | UNIT 2 GT SFC PKG AUX PWR SPLY 480 VAC | 02MKE01GP101 | MVB, 02-LVB-SWB-271, BR 37 | no data | no data | 480 V CIRCUIT BREACKER | no data | no data | OPEN | CLOSED | no data | no data
5265.0 | UNIT 2 UAT AREA WELDING RECEPT | 02-LVB-RCP-03 | MVB, 02-LVB-SWB-271, BR 43 | no data | no data | 480 V CIRCUIT BREACKER | no data | no data | OPEN | CLOSED | no data | no data
5266.0 | UNIT 2 TURBINE BLDG WELDING RECEPT | 02-LVB-RCP-01 | MVB, 02-LVB-SWB-271, BR 45 | no data | no data | 480 V CIRCUIT BREACKER | no data | no data | OPEN | CLOSED | no data | no data
5267.0 | 10KW ROOM HEATER #4 | null | MVB, 02-LVB-SWB-271, BR 47 | no data | no data | 480 V CIRCUIT BREACKER | no data | no data | OPEN | CLOSED | no data | no data
5268.0 | 10KW ROOM HEATER #6 | null | MVB, 02-LVB-SWB-271, BR 49 | no data | no data | 480 V CIRCUIT BREACKER | no data | no data | OPEN | CLOSED | no data | no data
5269.0 | 5 TON HVAC - BATTERY ROOM UNIT #2 | null | MVB, 02-LVB-SWB-271, BR 51 | no data | no data | 480 V CIRCUIT BREACKER | no data | no data | OPEN | CLOSED | no data | no data
5270.0 | UAT 1 CTRL PNL 480 VAC PWR MAIN 2 | 00-UAT-CPL-01 | MVB, 02-LVB-SWB-271, BR 53 | no data | no data | 480 V CIRCUIT BREACKER | no data | no data | OPEN | CLOSED | no data | no data
5271.0 | UAT 2 CTRL PNL 480 VAC PWR MAIN 1 | 00-UAT-CPL-02 | MVB, 02-LVB-SWB-271, BR 55 | no data | no data | 480 V CIRCUIT BREACKER | no data | no data | OPEN | CLOSED | no data | no data
5272.0 | UNIT 2 GCB CPL MAIN 480 VAC | 02-GEN-CPL-01 | MVB, 02-LVB-SWB-271, BR 57 | no data | no data | 480 V CIRCUIT BREACKER | no data | no data | OPEN | CLOSED | no data | no data
5273.0 | WAREHOUSE BUILDING LOAD BKR | 02-LVB-DSW-2713 | MVB, 02-LVB-SWB-271, BR 26 | no data | no data | 480 V CIRCUIT BREACKER | no data | no data | OPEN | CLOSED | no data | no data
5275.0 | ROADWAY LIGHTS SOUTHWEST SECTION 480VAC | 02-LTG-CNT-2711 | MVB, 02-LVB-SWB-271, BR 36 | no data | no data | 480 V CIRCUIT BREACKER | no data | no data | OPEN | CLOSED | no data | no data
5276.0 | 10KW ROOM HEATER #5 | null | MVB, 02-LVB-SWB-271, BR 48 | no data | no data | 480 V CIRCUIT BREACKER | no data | no data | OPEN | CLOSED | no data | no data
5277.0 | 5 TON HVAC - BATTERY ROOM UNIT #4 | null | MVB, 02-LVB-SWB-271, BR 52 | no data | no data | 480 V CIRCUIT BREACKER | no data | no data | OPEN | CLOSED | no data | no data
5278.0 | SAT 11 CTRL PNL 480 VAC PWR MAIN 2 | 00-SAT-CPL-11 | MVB, 02-LVB-SWB-271, BR 54 | no data | no data | 480 V CIRCUIT BREACKER | no data | no data | OPEN | CLOSED | no data | no data
5279.0 | SAT 21 CTRL PNL 480 VAC PWR MAIN 1 | 00-SAT-CPL-21 | MVB, 02-LVB-SWB-271, BR 56 | no data | no data | 480 V CIRCUIT BREACKER | no data | no data | OPEN | CLOSED | no data | no data
5280.0 | BATTERY INPUT TO SECONDARY DC BUS | 01-LVE-PPL-01 | MVB, DC DISTRIBUTION PANEL 01-LVE-PPL-01, F1 | no data | no data |  | no data | no data | OPEN | CLOSED | no data | no data
5281.0 | CHARGER A INPUT TO SECONDARY DC BUS | 01-LVE-PPL-01 | MVB, DC DISTRIBUTION PANEL 01-LVE-PPL-01, F2 | no data | no data |  | no data | no data | OPEN | CLOSED | no data | no data
5282.0 | CH. A INP. TO PRIM. DC BUS (JUMPER TO FUSE F2) | null | MVB, DC DISTRIBUTION PANEL 01-LVE-PPL-01, F3 | no data | no data |  | no data | no data | OPEN | CLOSED | no data | no data
5283.0 | CHARGER B INPUT TO SECONDARY DC BUS | 01-LVE-PPL-01 | MVB, DC DISTRIBUTION PANEL 01-LVE-PPL-01, F4 | no data | no data |  | no data | no data | OPEN | CLOSED | no data | no data
5284.0 | CH. B INP. TO PRIM. DC BUS (JUMPER TO FUSE F2) | null | MVB, DC DISTRIBUTION PANEL 01-LVE-PPL-01, F5 | no data | no data |  | no data | no data | OPEN | CLOSED | no data | no data
5285.0 | UPS SYSTEM UNIT 01 | 01-LVF-UPS-01 | MVB, DC DISTRIBUTION PANEL 01-LVE-PPL-01, F6 | no data | no data |  | no data | no data | OPEN | CLOSED | no data | no data
5286.0 | HRSG 1 PDC 125VDC PANELBOARD 01 DSW | 01-LVE-DSW-012 | MVB, DC DISTRIBUTION PANEL 01-LVE-PPL-01, F7 | no data | no data |  | no data | no data | OPEN | CLOSED | no data | no data
5287.0 | ADMIN BUILDING 125VDC PANELBOARD 01 RBX | 01-LVE-RBX-013 | MVB, DC DISTRIBUTION PANEL 01-LVE-PPL-01, F8 | no data | no data |  | no data | no data | OPEN | CLOSED | no data | no data
5288.0 | IPBD 1 UAT DSW MAIN 125 VDC | 01-IPB-CPL-01 | MVB, DC DISTRIBUTION PANEL 01-LVE-PPL-01, F10.1 | no data | no data |  | no data | no data | OPEN | CLOSED | no data | no data
5289.0 | SWGR 11/MCC 11 BREAKER CONTROL | 00-MVB-SWG-11 | MVB, DC DISTRIBUTION PANEL 01-LVE-PPL-01, F10.3 | no data | no data |  | no data | no data | OPEN | CLOSED | no data | no data
5290.0 | RELAY PANEL 01-RPS-PNL-07 SEL-487E | 01-RPS-PNL-07 | MVB, DC DISTRIBUTION PANEL 01-LVE-PPL-01, F10.5 | no data | no data |  | no data | no data | OPEN | CLOSED | no data | no data
5291.0 | RELAY PANEL 01-RPS-PNL-07 GE T60U & MET-UAT | 01-RPS-PNL-07 | MVB, DC DISTRIBUTION PANEL 01-LVE-PPL-01, F10.7 | no data | no data |  | no data | no data | OPEN | CLOSED | no data | no data
5292.0 | UNIT 1 GSU CONTROL PANEL 125 VDC PWR MAIN | 01-GSU-CPL-01 | MVB, DC DISTRIBUTION PANEL 01-LVE-PPL-01, F10.9 | no data | no data |  | no data | no data | OPEN | CLOSED | no data | no data
5293.0 | UNIT 2 SFC CUBICLE (REDUNDANT CTRL PWR-1) | 02MKE01GU10100 | MVB, DC DISTRIBUTION PANEL 01-LVE-PPL-01, F10.13 | no data | no data |  | no data | no data | OPEN | CLOSED | no data | no data
5294.0 | UNIT 1 SFC CUBICLE (REDUNDANT CTRL PWR-2) | 01MKE01GU10101 | MVB, DC DISTRIBUTION PANEL 01-LVE-PPL-01, F10.15 | no data | no data |  | no data | no data | OPEN | CLOSED | no data | no data
5295.0 | UNIT 1 GCB MAIN 125 VDC | 01-GEN-CPL-01 | MVB, DC DISTRIBUTION PANEL 01-LVE-PPL-01, F10.17 | no data | no data |  | no data | no data | OPEN | CLOSED | no data | no data
5296.0 | UNIT 2 GCB TRIP COIL 2 125 VDC | 02-GEN-CPL-01 | MVB, DC DISTRIBUTION PANEL 01-LVE-PPL-01, F10.19 | no data | no data |  | no data | no data | OPEN | CLOSED | no data | no data
5297.0 | SAT 11 CONTROL PANEL 125 VDC PWR MAIN | 00-SAT-CPL-11 | MVB, DC DISTRIBUTION PANEL 01-LVE-PPL-01, F10.2 | no data | no data |  | no data | no data | OPEN | CLOSED | no data | no data
5298.0 | UAT 01 CONTROL PANEL 125 VDC PWR MAIN | 00-UAT-CPL-01 | MVB, DC DISTRIBUTION PANEL 01-LVE-PPL-01, F10.4 | no data | no data |  | no data | no data | OPEN | CLOSED | no data | no data
5299.0 | SWGR 1 BREAKER CONTROL | 00-MVA-SWG-1 | MVB, DC DISTRIBUTION PANEL 01-LVE-PPL-01, F10.6 | no data | no data |  | no data | no data | OPEN | CLOSED | no data | no data
5300.0 | SWGR 17 BREAKER CONTROL | 01-LVB-SWG-17 | MVB, DC DISTRIBUTION PANEL 01-LVE-PPL-01, F10.8 | no data | no data |  | no data | no data | OPEN | CLOSED | no data | no data
5301.0 | LV SWGR BREAKER TEST CABINET | null | MVB, DC DISTRIBUTION PANEL 01-LVE-PPL-01, F10.10 | no data | no data |  | no data | no data | OPEN | CLOSED | no data | no data
5302.0 | EDG SYNC PANEL | 00-DSL-CPL-01 | MVB, DC DISTRIBUTION PANEL 01-LVE-PPL-01, F10.12 | no data | no data |  | no data | no data | OPEN | CLOSED | no data | no data
5303.0 | LV SWGR 11 BREAKER CONTROL | null | HRSG1 PDC 125VDC BUS, BR1 | no data | no data |  | no data | no data | OPEN | CLOSED | no data | no data
5304.0 | LV SWGR BREAKER TEST CABINET | null | HRSG1 PDC 125VDC BUS, BR3 | no data | no data |  | no data | no data | OPEN | CLOSED | no data | no data
5305.0 | LV SWGR 21 BREAKER CONTROL | null | HRSG1 PDC 125VDC BUS, BR2 | no data | no data |  | no data | no data | OPEN | CLOSED | no data | no data
5306.0 | BATTERY INPUT TO SECONDARY DC BUS | 02-LVE-PPL-01 | MVB, DC DISTRIBUTION PANEL 02-LVE-PPL-01, F1 | no data | no data |  | no data | no data | OPEN | CLOSED | no data | no data
5307.0 | CHARGER A INPUT TO SECONDARY DC BUS | 02-LVE-PPL-01 | MVB, DC DISTRIBUTION PANEL 02-LVE-PPL-01, F2 | no data | no data |  | no data | no data | OPEN | CLOSED | no data | no data
5308.0 | CH. A INP. TO PRIM. DC BUS (JUMPER TO FUSE F2) | null | MVB, DC DISTRIBUTION PANEL 02-LVE-PPL-01, F3 | no data | no data |  | no data | no data | OPEN | CLOSED | no data | no data
5309.0 | CHARGER B INPUT TO SECONDARY DC BUS | 02-LVE-PPL-01 | MVB, DC DISTRIBUTION PANEL 02-LVE-PPL-01, F4 | no data | no data |  | no data | no data | OPEN | CLOSED | no data | no data
5310.0 | CH. B INP. TO PRIM. DC BUS (JUMPER TO FUSE F2) | null | MVB, DC DISTRIBUTION PANEL 02-LVE-PPL-01, F5 | no data | no data |  | no data | no data | OPEN | CLOSED | no data | no data
5311.0 | UPS SYSTEM UNIT 02 | 02-LVF-UPS-01 | MVB, DC DISTRIBUTION PANEL 02-LVE-PPL-01, F6 | no data | no data |  | no data | no data | OPEN | CLOSED | no data | no data
5312.0 | HRSG 2 PDC 125VDC PANELBOARD 01 DSW | 02-LVE-DSW-012 | MVB, DC DISTRIBUTION PANEL 02-LVE-PPL-01, F7 | no data | no data |  | no data | no data | OPEN | CLOSED | no data | no data
5313.0 | ADMIN BUILDING 125VDC PANELBOARD 02 RBX | 02-LVE-RBX-013 | MVB, DC DISTRIBUTION PANEL 02-LVE-PPL-01, F8 | no data | no data |  | no data | no data | OPEN | CLOSED | no data | no data
5314.0 | IPBD 2 UAT DSW MAIN 125 VDC | 02-IPB-CPL-01 | MVB, DC DISTRIBUTION PANEL 02-LVE-PPL-01, F10.1 | no data | no data |  | no data | no data | OPEN | CLOSED | no data | no data
5315.0 | SWGR 21/MCC 21 BREAKER CONTROL | 00-MVB-SWG-21 | MVB, DC DISTRIBUTION PANEL 02-LVE-PPL-01, F10.3 | no data | no data |  | no data | no data | OPEN | CLOSED | no data | no data
5316.0 | RELAY PANEL 02-RPS-PNL-08 SEL-487E | 02-RPS-PNL-08 | MVB, DC DISTRIBUTION PANEL 02-LVE-PPL-01, F10.5 | no data | no data |  | no data | no data | OPEN | CLOSED | no data | no data
5317.0 | RELAY PANEL 02-RPS-PNL-08 GE T60U & MET-UAT | 02-RPS-PNL-08 | MVB, DC DISTRIBUTION PANEL 02-LVE-PPL-01, F10.7 | no data | no data |  | no data | no data | OPEN | CLOSED | no data | no data
5318.0 | UNIT 2 GSU CONTROL PANEL 125 VDC PWR MAIN | 02-GSU-CPL-01 | MVB, DC DISTRIBUTION PANEL 02-LVE-PPL-01, F10.9 | no data | no data |  | no data | no data | OPEN | CLOSED | no data | no data
5319.0 | UNIT 1 SFC CUBICLE (REDUNDANT CTRL PWR-1) | 01MKE01GU10100 | MVB, DC DISTRIBUTION PANEL 02-LVE-PPL-01, F10.13 | no data | no data |  | no data | no data | OPEN | CLOSED | no data | no data
5320.0 | UNIT 2 SFC CUBICLE (REDUNDANT CTRL PWR-2) | 02MKE01GU10101 | MVB, DC DISTRIBUTION PANEL 02-LVE-PPL-01, F10.15 | no data | no data |  | no data | no data | OPEN | CLOSED | no data | no data
5321.0 | UNIT 2 GCB MAIN 125 VDC | 02-GEN-CPL-01 | MVB, DC DISTRIBUTION PANEL 02-LVE-PPL-01, F10.17 | no data | no data |  | no data | no data | OPEN | CLOSED | no data | no data
5322.0 | UNIT 1 GCB TRIP COIL 2 125 VDC | 01-GEN-CPL-01 | MVB, DC DISTRIBUTION PANEL 02-LVE-PPL-01, F10.19 | no data | no data |  | no data | no data | OPEN | CLOSED | no data | no data
5323.0 | SAT 21 CONTROL PANEL 125 VDC PWR MAIN | 00-SAT-CPL-21 | MVB, DC DISTRIBUTION PANEL 02-LVE-PPL-01, F10.2 | no data | no data |  | no data | no data | OPEN | CLOSED | no data | no data
5324.0 | UAT 02 CONTROL PANEL 125 VDC PWR MAIN | 00-UAT-CPL-02 | MVB, DC DISTRIBUTION PANEL 02-LVE-PPL-01, F10.4 | no data | no data |  | no data | no data | OPEN | CLOSED | no data | no data
5325.0 | SWGR 2 BREAKER CONTROL | 00-MVA-SWG-2 | MVB, DC DISTRIBUTION PANEL 02-LVE-PPL-01, F10.6 | no data | no data |  | no data | no data | OPEN | CLOSED | no data | no data
5326.0 | SWGR 27 BREAKER CONTROL | 01-LVB-SWG-27 | MVB, DC DISTRIBUTION PANEL 02-LVE-PPL-01, F10.8 | no data | no data |  | no data | no data | OPEN | CLOSED | no data | no data
5327.0 | MV SWGR BREAKER TEST CABINET | null | MVB, DC DISTRIBUTION PANEL 02-LVE-PPL-01, F10.10 | no data | no data |  | no data | no data | OPEN | CLOSED | no data | no data
5328.0 | FEED TO UPS MAIN PANEL BOARD U1 | 01-LVF-PPL-01 | MVB, 01-LVF-PPL-01 | no data | no data |  | no data | no data | OPEN | CLOSED | no data | no data
5329.0 | HRSG 1 U1 UPS PANEL | 01-LVF-PPL-011 | MVB, 01-LVF-PPL-01 | no data | no data |  | no data | no data | OPEN | CLOSED | no data | no data
5330.0 | HRSG 2 U1 UPS PANEL | 01-LVF-PPL-012 | MVB, 01-LVF-PPL-01 | no data | no data |  | no data | no data | OPEN | CLOSED | no data | no data
5331.0 | ADMIN BLDG U1 UPS PNL | 01-LVF-PPL-013 | MVB, 01-LVF-PPL-01 | no data | no data |  | no data | no data | OPEN | CLOSED | no data | no data
5332.0 | ACC 1 U1 UPS PANEL | 01-LVF-PPL-014 | MVB, 01-LVF-PPL-01 | no data | no data |  | no data | no data | OPEN | CLOSED | no data | no data
5333.0 | ACC 2 U1 UPS PANEL | 01-LVF-PPL-015 | MVB, 01-LVF-PPL-01 | no data | no data |  | no data | no data | OPEN | CLOSED | no data | no data
5334.0 | FEED TO UPS MAIN PANEL BOARD U1 | 02-LVF-PPL-01 | MVB, 02-LVF-PPL-01 | no data | no data |  | no data | no data | OPEN | CLOSED | no data | no data
5335.0 | HRSG1 U2 UPS PANEL | 02-LVF-PPL-011 | MVB, 02-LVF-PPL-01 | no data | no data |  | no data | no data | OPEN | CLOSED | no data | no data
5336.0 | HRSG2 U2 UPS PANEL | 02-LVF-PPL-012 | MVB, 02-LVF-PPL-01 | no data | no data |  | no data | no data | OPEN | CLOSED | no data | no data
5337.0 | ADMIN BLDG U1 UPS PNL | 02-LVF-PPL-013 | MVB, 02-LVF-PPL-01 | no data | no data |  | no data | no data | OPEN | CLOSED | no data | no data
5338.0 | ACC1 U2 UPS PANEL | 02-LVF-PPL-014 | MVB, 02-LVF-PPL-01 | no data | no data |  | no data | no data | OPEN | CLOSED | no data | no data
5339.0 | ACC2 U2 UPS PANEL | 02-LVF-PPL-015 | MVB, 02-LVF-PPL-01 | no data | no data |  | no data | no data | OPEN | CLOSED | no data | no data
5340.0 | 00-DCS-CAB-60 POWER 1 | 00-DCS-CAB-60 | HRSG 1 U1 UPS PANEL, BR1 | no data | no data |  | no data | no data | OPEN | CLOSED | no data | no data
5341.0 | 00-DCS-CAB-06 POWER 1 | 00-DCS-CAB-06 | HRSG 1 U1 UPS PANEL, BR3 | no data | no data |  | no data | no data | OPEN | CLOSED | no data | no data
5342.0 | 00-DCS-CAB-62 POWER 1 | 00-DCS-CAB-62 | HRSG 1 U1 UPS PANEL, BR5 | no data | no data |  | no data | no data | OPEN | CLOSED | no data | no data
5343.0 | 00-DCS-CAB-61 POWER 1 | 00-DCS-CAB-61 | HRSG 1 U1 UPS PANEL, BR7 | no data | no data |  | no data | no data | OPEN | CLOSED | no data | no data
5344.0 | FGS COMP A CONTROL PANEL 1 UPS FEED 1 | 00-FGS-CPL-01A | HRSG 1 U1 UPS PANEL, BR9 | no data | no data |  | no data | no data | OPEN | CLOSED | no data | no data
5345.0 | FGS COMP C CONTROL PANEL 1 UPS FEED 1 | 00-FGS-CPL-01C | HRSG 1 U1 UPS PANEL, BR11 | no data | no data |  | no data | no data | OPEN | CLOSED | no data | no data
5346.0 | HRSG 1 HP DRM LVL GAUGE ILLUM 120VAC FEED 1 | 01-LI-HHS905 | HRSG 1 U1 UPS PANEL, BR13 | no data | no data |  | no data | no data | OPEN | CLOSED | no data | no data
5347.0 | HRSG 1 IP DRM LVL GAUGE ILLUM 120VAC FEED 1 | 01-LI-HIS903 | HRSG 1 U1 UPS PANEL, BR15 | no data | no data |  | no data | no data | OPEN | CLOSED | no data | no data
5348.0 | HRSG 1 LP DRM LVL GAUGE ILLUM 120VAC FEED 1 | 01-LI-HLS930 | HRSG 1 U1 UPS PANEL, BR17 | no data | no data |  | no data | no data | OPEN | CLOSED | no data | no data
5349.0 | HRSG 1 FAA CPL 120VAC PWR FEED | 01-FAA-CPL-01 | HRSG 1 U1 UPS PANEL, BR19 | no data | no data |  | no data | no data | OPEN | CLOSED | no data | no data
5350.0 | UNIT 1 HRSG DUCT BURNER UPS ATS FEED 1 | 01-BUR-ATS-01 | HRSG 1 U1 UPS PANEL, BR21 | no data | no data |  | no data | no data | OPEN | CLOSED | no data | no data
5351.0 | 00-DCS-CAB-70 POWER 1 | 00-DCS-CAB-70 | HRSG 1 U1 UPS PANEL, BR2 | no data | no data |  | no data | no data | OPEN | CLOSED | no data | no data
5352.0 | VIBRATION MONITOR CAB POWER 1 | 01-VMS-CPL-01 | HRSG 1 U1 UPS PANEL, BR4 | no data | no data |  | no data | no data | OPEN | CLOSED | no data | no data
5353.0 | 00-DCS-CAB-72 POWER 1 | 00-DCS-CAB-72 | HRSG 1 U1 UPS PANEL, BR6 | no data | no data |  | no data | no data | OPEN | CLOSED | no data | no data
5354.0 | UNIT 1 CEMS ELECTRICAL PNL 120 V UPS | 01-CEM-PNL-01 | HRSG 1 U1 UPS PANEL, BR8 | no data | no data |  | no data | no data | OPEN | CLOSED | no data | no data
5355.0 | FGS COMP B CONTROL PANEL 1 UPS FEED 1 | 00-FGS-CPL-01B | HRSG 1 U1 UPS PANEL, BR10 | no data | no data |  | no data | no data | OPEN | CLOSED | no data | no data
5356.0 | FGS CND PLC/CHROMATOGRAPH PWR FEED 1 | 00-FGS-ATS-01 | HRSG 1 U1 UPS PANEL, BR12 | no data | no data |  | no data | no data | OPEN | CLOSED | no data | no data
5357.0 | FUEL GAS CAL. METER PNL AC PWR 120 VAC UPS | 00MBP01GH012 | HRSG 1 U1 UPS PANEL, BR14 | no data | no data |  | no data | no data | OPEN | CLOSED | no data | no data
5358.0 | UNIT 1 HRSG SCR HTR JBX 103 UPS PWR 120 VAC | 01-SCR-JBX-103 | HRSG 1 U1 UPS PANEL, BR16 | no data | no data |  | no data | no data | OPEN | CLOSED | no data | no data
5359.0 | UNIT 1 WTT CALCITE FILTER UPS FEED 1 | 01-DWS-CPL-06 | HRSG 1 U1 UPS PANEL, BR18 | no data | no data |  | no data | no data | OPEN | CLOSED | no data | no data
5360.0 | 00-DCS-CAB-60 POWER 2 | 00-DCS-CAB-60 | HRSG 1 U2 UPS PANEL, BR1 | no data | no data |  | no data | no data | OPEN | CLOSED | no data | no data
5361.0 | 00-DCS-CAB-06 POWER 2 | 00-DCS-CAB-06 | HRSG 1 U2 UPS PANEL, BR3 | no data | no data |  | no data | no data | OPEN | CLOSED | no data | no data
5362.0 | 00-DCS-CAB-62 POWER 2 | 00-DCS-CAB-62 | HRSG 1 U2 UPS PANEL, BR5 | no data | no data |  | no data | no data | OPEN | CLOSED | no data | no data
5363.0 | 00-DCS-CAB-71 POWER 2 | 00-DCS-CAB-71 | HRSG 1 U2 UPS PANEL, BR7 | no data | no data |  | no data | no data | OPEN | CLOSED | no data | no data
5364.0 | FGS COMP A CONTROL PANEL 1 UPS FEED 2 | 00-FGS-CPL-01A | HRSG 1 U2 UPS PANEL, BR9 | no data | no data |  | no data | no data | OPEN | CLOSED | no data | no data
5365.0 | FGS COMP C CONTROL PANEL 1 UPS FEED 2 | 00-FGS-CPL-01C | HRSG 1 U2 UPS PANEL, BR11 | no data | no data |  | no data | no data | OPEN | CLOSED | no data | no data
5366.0 | UNIT 1 WTT CALCITE FILTER UPS FEED 2 | 01-DWS-CPL-06 | HRSG 1 U2 UPS PANEL, BR13 | no data | no data |  | no data | no data | OPEN | CLOSED | no data | no data
5367.0 | HRSG 1 HP DRM LVL GAUGE ILLUM 120VAC PWR FEED 2 | 01-LI-HHS905 | HRSG 1 U2 UPS PANEL, BR15 | no data | no data |  | no data | no data | OPEN | CLOSED | no data | no data
5368.0 | HRSG 1 IP DRM LVL GAUGE ILLUM 120VAC PWR FEED 2 | 01-LI-HIS903 | HRSG 1 U2 UPS PANEL, BR17 | no data | no data |  | no data | no data | OPEN | CLOSED | no data | no data
5369.0 | HRSG 1 LP DRM LVL GAUGE ILLUM 120VAC PWR FEED 2 | 01-LI-HLS930 | HRSG 1 U2 UPS PANEL, BR19 | no data | no data |  | no data | no data | OPEN | CLOSED | no data | no data
5370.0 | UNIT 1 HRSG DUCT BURNER UPS ATS FEED 2 | 01-BUR-ATS-01 | HRSG 1 U2 UPS PANEL, BR21 | no data | no data |  | no data | no data | OPEN | CLOSED | no data | no data
5371.0 | 00-DCS-CAB-70 POWER 2 | 00-DCS-CAB-70 | HRSG 1 U2 UPS PANEL, BR2 | no data | no data |  | no data | no data | OPEN | CLOSED | no data | no data
5372.0 | VIBRATION MONITOR CAB POWER 2 | 01-VMS-CPL-01 | HRSG 1 U2 UPS PANEL, BR4 | no data | no data |  | no data | no data | OPEN | CLOSED | no data | no data
5373.0 | 00-DCS-CAB-72 POWER 2 | 00-DCS-CAB-72 | HRSG 1 U2 UPS PANEL, BR6 | no data | no data |  | no data | no data | OPEN | CLOSED | no data | no data
5374.0 | UNIT 1 CEMS ELECTRICAL PNL 120 V UPS REDUNDANT | 01-CEM-PNL-01 | HRSG 1 U2 UPS PANEL, BR8 | no data | no data |  | no data | no data | OPEN | CLOSED | no data | no data
5375.0 | FGS COMP B CONTROL PANEL 1 UPS FEED 2 | 00-FGS-CPL-01B | HRSG 1 U2 UPS PANEL, BR10 | no data | no data |  | no data | no data | OPEN | CLOSED | no data | no data
5376.0 | FGS COND PLC/CHROMATOGRAPH PWR FEED 2 | 00-FGS-ATS-01 | HRSG 1 U2 UPS PANEL, BR12 | no data | no data |  | no data | no data | OPEN | CLOSED | no data | no data
5377.0 | 00-DCS-CAB-80 POWER 1 | 00-DCS-CAB-80 | HRSG 2 U1 UPS PANEL, BR1 | no data | no data |  | no data | no data | OPEN | CLOSED | no data | no data
5378.0 | 00-DCS-CAB-08 POWER 2 | 00-DCS-CAB-08 | HRSG 2 U1 UPS PANEL, BR3 | no data | no data |  | no data | no data | OPEN | CLOSED | no data | no data
5379.0 | 00-DCS-CAB-82 POWER 3 | 00-DCS-CAB-82 | HRSG 2 U1 UPS PANEL, BR5 | no data | no data |  | no data | no data | OPEN | CLOSED | no data | no data
5380.0 | 00-DCS-CAB-81 POWER 4 | 00-DCS-CAB-81 | HRSG 2 U1 UPS PANEL, BR7 | no data | no data |  | no data | no data | OPEN | CLOSED | no data | no data
5381.0 | AUX BLR 120 VAC UPS PWR 1 | 00-AXS-CPL-01 | HRSG 2 U1 UPS PANEL, BR9 | no data | no data |  | no data | no data | OPEN | CLOSED | no data | no data
5382.0 | HRSG 2 HP DRM LVL GAUGE ILLUM 120VAC FEED 1 | 02-LI-HHS905 | HRSG 2 U1 UPS PANEL, BR11 | no data | no data |  | no data | no data | OPEN | CLOSED | no data | no data
5383.0 | HRSG 2 IP DRM LVL GAUGE ILLUM 120VAC FEED 1 | 02-LI-HIS903 | HRSG 2 U1 UPS PANEL, BR13 | no data | no data |  | no data | no data | OPEN | CLOSED | no data | no data
5384.0 | HRSG 2 LP DRM LVL GAUGE ILLUM 120VAC FEED 1 | 02-LI-HLS930 | HRSG 2 U1 UPS PANEL, BR15 | no data | no data |  | no data | no data | OPEN | CLOSED | no data | no data
5385.0 | *HRSG 2 U1 UPS PANEL, BR | null | HRSG 2 U1 UPS PANEL, BR | no data | no data |  | no data | no data | OPEN | CLOSED | no data | no data
5386.0 | 00-DCS-CAB-90 POWER 1 | 00-DCS-CAB-90 | HRSG 2 U1 UPS PANEL, BR2 | no data | no data |  | no data | no data | OPEN | CLOSED | no data | no data
5387.0 | VIBRATION MONITOR CAB POWER 1 | 02-VMS-CPL-01 | HRSG 2 U1 UPS PANEL, BR4 | no data | no data |  | no data | no data | OPEN | CLOSED | no data | no data
5388.0 | 00-DCS-CAB-92 POWER 1 | 00-DCS-CAB-92 | HRSG 2 U1 UPS PANEL, BR6 | no data | no data |  | no data | no data | OPEN | CLOSED | no data | no data
5389.0 | UNIT 2 CEMS ELECTRICAL PNL 120 V UPS | 02-CEM-PNL-01 | HRSG 2 U1 UPS PANEL, BR8 | no data | no data |  | no data | no data | OPEN | CLOSED | no data | no data
5390.0 | UNIT 2 HRSG SCR HTR JBX 103 UPS PWR 120 VAC | 02-SCR-JBX-103 | HRSG 2 U1 UPS PANEL, BR10 | no data | no data |  | no data | no data | OPEN | CLOSED | no data | no data
5391.0 | UNIT 2 WTT CALCITE FILTER UPS FEED 1 | 02-DWS-CPL-06 | HRSG 2 U1 UPS PANEL, BR12 | no data | no data |  | no data | no data | OPEN | CLOSED | no data | no data
5392.0 | HRSG 2 DCT BNR UPS ATS FEED 1 | 02-BUR-ATS-01 | HRSG 2 U1 UPS PANEL, BR14 | no data | no data |  | no data | no data | OPEN | CLOSED | no data | no data
5393.0 | 00-DCS-CAB-80 POWER 2 | 00-DCS-CAB-80 | HRSG 2 U2 UPS PANEL, BR1 | no data | no data |  | no data | no data | OPEN | CLOSED | no data | no data
5394.0 | 00-DCS-CAB-08 POWER 2 | 00-DCS-CAB-08 | HRSG 2 U2 UPS PANEL, BR3 | no data | no data |  | no data | no data | OPEN | CLOSED | no data | no data
5395.0 | 00-DCS-CAB-82 POWER 2 | 00-DCS-CAB-82 | HRSG 2 U2 UPS PANEL, BR5 | no data | no data |  | no data | no data | OPEN | CLOSED | no data | no data
5396.0 | 00-DCS-CAB-91 POWER 2 | 00-DCS-CAB-91 | HRSG 2 U2 UPS PANEL, BR7 | no data | no data |  | no data | no data | OPEN | CLOSED | no data | no data
5397.0 | UNIT 2 WTT CALCITE FILTER UPS FEED 2 | 02-DWS-CPL-06 | HRSG 2 U2 UPS PANEL, BR9 | no data | no data |  | no data | no data | OPEN | CLOSED | no data | no data
5398.0 | AUX BLR 120 VAC UPS PWR 2 | 00-AXS-CPL-01 | HRSG 2 U2 UPS PANEL, BR11 | no data | no data |  | no data | no data | OPEN | CLOSED | no data | no data
5399.0 | HRSG 2 HP DRM LVL GAUGE ILLUM 120VAC PWR FEED 2 | 02-LI-HHS905 | HRSG 2 U2 UPS PANEL, BR13 | no data | no data |  | no data | no data | OPEN | CLOSED | no data | no data
5400.0 | HRSG 2 IP DRM LVL GAUGE ILLUM 120VAC PWR FEED 2 | 02-LI-HIS903 | HRSG 2 U2 UPS PANEL, BR15 | no data | no data |  | no data | no data | OPEN | CLOSED | no data | no data
5401.0 | HRSG 2 LP DRM LVL GAUGE ILLUM 120VAC PWR FEED 2 | 02-LI-HLS930 | HRSG 2 U2 UPS PANEL, BR17 | no data | no data |  | no data | no data | OPEN | CLOSED | no data | no data
5402.0 | HRSG 2 FAA CPL 120VAC PWR FEED | 02-FAA-CPL-01 | HRSG 2 U2 UPS PANEL, BR19 | no data | no data |  | no data | no data | OPEN | CLOSED | no data | no data
5403.0 | *HRSG 2 U2 UPS PANEL, BR | null | HRSG 2 U2 UPS PANEL, BR | no data | no data |  | no data | no data | OPEN | CLOSED | no data | no data
5404.0 | 00-DCS-CAB-90 POWER 2 | 00-DCS-CAB-90 | HRSG 2 U2 UPS PANEL, BR2 | no data | no data |  | no data | no data | OPEN | CLOSED | no data | no data
5405.0 | VIBRATION MONITOR CAB POWER 2 | 02-VMS-CPL-01 | HRSG 2 U2 UPS PANEL, BR4 | no data | no data |  | no data | no data | OPEN | CLOSED | no data | no data
5406.0 | 00-DCS-CAB-92 POWER 2 | 00-DCS-CAB-92 | HRSG 2 U2 UPS PANEL, BR6 | no data | no data |  | no data | no data | OPEN | CLOSED | no data | no data
5407.0 | UNIT 2 CEMS ELECTRICAL PNL 120 V UPS REDUNDANT | 02-CEM-PNL-01 | HRSG 2 U2 UPS PANEL, BR8 | no data | no data |  | no data | no data | OPEN | CLOSED | no data | no data
5408.0 | HRSG 2 DCT BNR UPS ATS FEED 2 | 02-BUR-ATS-01 | HRSG 2 U2 UPS PANEL, BR10 | no data | no data |  | no data | no data | OPEN | CLOSED | no data | no data
5409.0 | SITE WEATHER STATION | 00-BOP-WST-01 | ADMIN BLDG U1 UPS PNL, BR1 | no data | no data |  | no data | no data | OPEN | CLOSED | no data | no data
5410.0 | SITE WEATHER STATION RAIN GAUGE | 00-LT-WST966 | ADMIN BLDG U1 UPS PNL, BR3 | no data | no data |  | no data | no data | OPEN | CLOSED | no data | no data
5411.0 | WTT BLDG MAIN CPL | 00-DWT-PNL-01 | ADMIN BLDG U1 UPS PNL, BR5 | no data | no data |  | no data | no data | OPEN | CLOSED | no data | no data
5412.0 | U1 VIRT HMI SERV/NTWRK CAB PWR DIST PRIMARY | 01CKC00GH00220 | ADMIN BLDG U1 UPS PNL, BR15 | no data | no data |  | no data | no data | OPEN | CLOSED | no data | no data
5413.0 | U1 VIRT HMI SERV/NTWRK CAB PWR DIST PRIMARY | 01CKC00GH00221 | ADMIN BLDG U1 UPS PNL, BR17 | no data | no data |  | no data | no data | OPEN | CLOSED | no data | no data
5414.0 | DCS NTWRK CAB 0 PRI PWR FEED 120VAC UPS | 00-DCS-CAB-00 | ADMIN BLDG U1 UPS PNL, BR19 | no data | no data |  | no data | no data | OPEN | CLOSED | no data | no data
5415.0 | DCS NTWRK CAB 2 PRI PWR FEED 120VAC UPS | 00-DCS-CAB-02 | ADMIN BLDG U1 UPS PNL, BR21 | no data | no data |  | no data | no data | OPEN | CLOSED | no data | no data
5416.0 | ADMN BLDG DCS RM N WALL UNIT 1 DSK RCPTS | 01-LVF-PPL-013-25 | ADMIN BLDG U1 UPS PNL, BR25 | no data | no data |  | no data | no data | OPEN | CLOSED | no data | no data
5417.0 | ADMN BLDG CTRL RM UNIT 1 FLR RCPTS | 01-LVF-PPL-013-27 | ADMIN BLDG U1 UPS PNL, BR27 | no data | no data |  | no data | no data | OPEN | CLOSED | no data | no data
5418.0 | ADMN BLDG CTRL RM UNIT 1 S WALL TV RCPT | 01-LVF-PPL-013-29 | ADMIN BLDG U1 UPS PNL, BR29 | no data | no data |  | no data | no data | OPEN | CLOSED | no data | no data
5419.0 | ADMN BLDG CTRL RM UNIT 1 MAIN DSK W RCPTS | 01-LVF-PPL-013-31 | ADMIN BLDG U1 UPS PNL, BR31 | no data | no data |  | no data | no data | OPEN | CLOSED | no data | no data
5420.0 | ADMN BLDG CTRL RM UNIT 1 MAIN DSK E RCPTS | 01-LVF-PPL-013-33 | ADMIN BLDG U1 UPS PNL, BR33 | no data | no data |  | no data | no data | OPEN | CLOSED | no data | no data
5421.0 | *ADMIN BLDG U1 UPS PNL, BR | null | ADMIN BLDG U1 UPS PNL, BR | no data | no data |  | no data | no data | OPEN | CLOSED | no data | no data
5422.0 | WTT RO CIP CPL PRI PWR FEED | 00-DWT-CPL-05B | ADMIN BLDG U1 UPS PNL, BR6 | no data | no data |  | no data | no data | OPEN | CLOSED | no data | no data
5423.0 | VMS CTRL RM SRVR CAB FEED 1 120VAC UPS | 00-VMS-CPL-02 | ADMIN BLDG U1 UPS PNL, BR18 | no data | no data |  | no data | no data | OPEN | CLOSED | no data | no data
5424.0 | DCS NTWRK CAB 1 PRI PWR FEED 120VAC UPS | 00-DCS-CAB-01 | ADMIN BLDG U1 UPS PNL, BR20 | no data | no data |  | no data | no data | OPEN | CLOSED | no data | no data
5425.0 | DCS SRVR CAB 1 PRI PWR FEED PDU1 120VAC UPS | 00-DCS-CAB-95 | ADMIN BLDG U1 UPS PNL, BR22 | no data | no data |  | no data | no data | OPEN | CLOSED | no data | no data
5426.0 | DCS SRVR CAB 1 PRI PWR FEED PDU3 120VAC UPS | 00-DCS-CAB-95 | ADMIN BLDG U1 UPS PNL, BR24 | no data | no data |  | no data | no data | OPEN | CLOSED | no data | no data
5427.0 | ADMN BLDG DCS RM E WALL UNIT 1 DSK RCPTS | 01-LVF-PPL-013-26 | ADMIN BLDG U1 UPS PNL, BR26 | no data | no data |  | no data | no data | OPEN | CLOSED | no data | no data
5428.0 | ADMN BLDG CTRL RM E WALL UNIT 1 DSK RCPTS | 01-LVF-PPL-013-28 | ADMIN BLDG U1 UPS PNL, BR28 | no data | no data |  | no data | no data | OPEN | CLOSED | no data | no data
5429.0 | DCS SRVR CAB 2 PRI PWR FEED PDU1 | 00-DCS-CAB-96 | ADMIN BLDG U1 UPS PNL, BR30 | no data | no data |  | no data | no data | OPEN | CLOSED | no data | no data
5430.0 | DCS SRVR CAB 2 PRI PWR FEED PDU3 | 00-DCS-CAB-96 | ADMIN BLDG U1 UPS PNL, BR32 | no data | no data |  | no data | no data | OPEN | CLOSED | no data | no data
5431.0 | ELE RM RCP (ADMIN VENDOR CABLING) | 01-LVF-PPL-013-36 | ADMIN BLDG U1 UPS PNL, BR34 | no data | no data |  | no data | no data | OPEN | CLOSED | no data | no data
5432.0 | ELE RM RCP (ADMIN VENDOR CABLING) | 01-LVF-PPL-013-36 | ADMIN BLDG U1 UPS PNL, BR36 | no data | no data |  | no data | no data | OPEN | CLOSED | no data | no data
5433.0 | COMM RM RCP (MHPS-JPOW. -ADM. VEND. CABL) | 01-LVF-PPL-013-38 | ADMIN BLDG U1 UPS PNL, BR38 | no data | no data |  | no data | no data | OPEN | CLOSED | no data | no data
5434.0 | UNIT 2 VIRTUAL HMI SERV. / NTWRK CAB PWR DIST | 02CKC00GH00220 | ADMIN BLDG U2 UPS PNL, BR15 | no data | no data |  | no data | no data | OPEN | CLOSED | no data | no data
5435.0 | UNIT 2 VIRTUAL HMI SERV. / NTWRK CAB PWR DIST | 02CKC00GH00221 | ADMIN BLDG U2 UPS PNL, BR17 | no data | no data |  | no data | no data | OPEN | CLOSED | no data | no data
5436.0 | DCS NTWRK CAB 0 SEC PWR FEED 120VAC UPS | 00-DCS-CAB-00 | ADMIN BLDG U2 UPS PNL, BR19 | no data | no data |  | no data | no data | OPEN | CLOSED | no data | no data
5437.0 | DCS NTWRK CAB 2 SEC PWR FEED 120VAC UPS | 00-DCS-CAB-02 | ADMIN BLDG U2 UPS PNL, BR21 | no data | no data |  | no data | no data | OPEN | CLOSED | no data | no data
5438.0 | ADMN BLDG DCS RM N WALL UNIT 2 DSK RCPTS | 02-LVF-PPL-013-25 | ADMIN BLDG U2 UPS PNL, BR25 | no data | no data |  | no data | no data | OPEN | CLOSED | no data | no data
5439.0 | ADMN BLDG CTRL RM UNIT 2 FLR RCPTS | 02-LVF-PPL-013-27 | ADMIN BLDG U2 UPS PNL, BR27 | no data | no data |  | no data | no data | OPEN | CLOSED | no data | no data
5440.0 | ADMN BLDG CTRL RM UNIT 2 S WALL TV RCPTS | 02-LVF-PPL-013-29 | ADMIN BLDG U2 UPS PNL, BR29 | no data | no data |  | no data | no data | OPEN | CLOSED | no data | no data
5441.0 | ADMN BLDG CTRL RM UNIT 2 MAIN DSK W RCPTS | 02-LVF-PPL-013-31 | ADMIN BLDG U2 UPS PNL, BR31 | no data | no data |  | no data | no data | OPEN | CLOSED | no data | no data
5442.0 | ADMN BLDG CTRL RM UNIT 2 MAIN DSK E RCPTS | 02-LVF-PPL-013-33 | ADMIN BLDG U2 UPS PNL, BR33 | no data | no data |  | no data | no data | OPEN | CLOSED | no data | no data
5443.0 | *ADMIN BLDG U2 UPS PNL, BR | null | ADMIN BLDG U2 UPS PNL, BR | no data | no data |  | no data | no data | OPEN | CLOSED | no data | no data
5444.0 | WTT BLDG MAIN CPL 120VAC UPS REDUNDANT | 00-DWT-PNL-01 | ADMIN BLDG U2 UPS PNL, BR6 | no data | no data |  | no data | no data | OPEN | CLOSED | no data | no data
5445.0 | WTT RO CIP CPL 120V UPS REDUNDANT | 00-DWT-CPL-05B | ADMIN BLDG U2 UPS PNL, BR8 | no data | no data |  | no data | no data | OPEN | CLOSED | no data | no data
5446.0 | VMS CTRL RM SRVR CAB FEED 2 120VAC UPS | 00-VMS-CPL-02 | ADMIN BLDG U2 UPS PNL, BR18 | no data | no data |  | no data | no data | OPEN | CLOSED | no data | no data
5447.0 | DCS NTWRK CAB 1 SEC PWR FEED 120VAC UPS | 00-DCS-CAB-01 | ADMIN BLDG U2 UPS PNL, BR20 | no data | no data |  | no data | no data | OPEN | CLOSED | no data | no data
5448.0 | DCS SRVR CAB 1 SEC PWR FEED PDU2 120VAC UPS | 00-DCS-CAB-95 | ADMIN BLDG U2 UPS PNL, BR22 | no data | no data |  | no data | no data | OPEN | CLOSED | no data | no data
5449.0 | DCS SRVR CAB 1 SEC PWR FEED PDU4 120VAC UPS | 00-DCS-CAB-95 | ADMIN BLDG U2 UPS PNL, BR24 | no data | no data |  | no data | no data | OPEN | CLOSED | no data | no data
5450.0 | ADMN BLDG DCS RM E WALL UNIT 2 DSK RCPTS | 02-LVF-PPL-013-26 | ADMIN BLDG U2 UPS PNL, BR26 | no data | no data |  | no data | no data | OPEN | CLOSED | no data | no data
5451.0 | ADMN BLDG CTRL RM E WALL UNIT 2 DSK RCPTS | 02-LVF-PPL-013-28 | ADMIN BLDG U2 UPS PNL, BR28 | no data | no data |  | no data | no data | OPEN | CLOSED | no data | no data
5452.0 | ADMN BLDG CTRL RM W DSK PRINTER RCPTS | 02-LVF-PPL-013-30 | ADMIN BLDG U2 UPS PNL, BR30 | no data | no data |  | no data | no data | OPEN | CLOSED | no data | no data
5453.0 | DCS SRVR CAB 2 SEC PWR FEED PDU2 120VAC UPS | 00-DCS-CAB-96 | ADMIN BLDG U2 UPS PNL, BR32 | no data | no data |  | no data | no data | OPEN | CLOSED | no data | no data
5454.0 | DCS SRVR CAB 2 SEC PWR FEED PDU4 120VAC UPS | 00-DCS-CAB-96 | ADMIN BLDG U2 UPS PNL, BR34 | no data | no data |  | no data | no data | OPEN | CLOSED | no data | no data
5455.0 | COMM RM RCP (MHPS-JPOW-ADM. VENDOR CABLING) | 02-LVF-PPL-013-38 | ADMIN BLDG U2 UPS PNL, BR38 | no data | no data |  | no data | no data | OPEN | CLOSED | no data | no data
5456.0 | 00-DCS-CAB-10 POWER 1 | 00-DCS-CAB-10 | ACC 1 U1 UPS PANEL 01-LVF-PPL-014 , BR1 | no data | no data |  | no data | no data | OPEN | CLOSED | no data | no data
5457.0 | 00-DCS-CAB-12 POWER 1 | 00-DCS-CAB-12 | ACC 1 U1 UPS PANEL 01-LVF-PPL-014 , BR2 | no data | no data |  | no data | no data | OPEN | CLOSED | no data | no data
5458.0 | MCC 151 SHUNT TRIP POWER | 01-ACC-MCC-151 | ACC 1 U1 UPS PANEL 01-LVF-PPL-014 , BR5 | no data | no data |  | no data | no data | OPEN | CLOSED | no data | no data
5459.0 | 00-DCS-CAB-12 SOLENOID POWER | 00-DCS-CAB-12 | ACC 1 U1 UPS PANEL 01-LVF-PPL-014 , BR7 | no data | no data |  | no data | no data | OPEN | CLOSED | no data | no data
5460.0 | MCC 131 SHUNT TRIP POWER | 01-ACC-MCC-131 | ACC 1 U1 UPS PANEL 01-LVF-PPL-014 , BR2 | no data | no data |  | no data | no data | OPEN | CLOSED | no data | no data
5461.0 | MCC 231 SHUNT TRIP POWER | 01-ACC-MCC-231 | ACC 1 U1 UPS PANEL 01-LVF-PPL-014 , BR4 | no data | no data |  | no data | no data | OPEN | CLOSED | no data | no data
5462.0 | MCC 251 SHUNT TRIP POWER | 01-ACC-MCC-251 | ACC 1 U1 UPS PANEL 01-LVF-PPL-014 , BR6 | no data | no data |  | no data | no data | OPEN | CLOSED | no data | no data
5463.0 | 00-DCS-CAB-10 POWER 2 | 00-DCS-CAB-10 | ACC 1 U2 UPS PANEL 02-LVF-PPL-014, BR1 | no data | no data |  | no data | no data | OPEN | CLOSED | no data | no data
5464.0 | 00-DCS-CAB-12 POWER 2 | 00-DCS-CAB-12 | ACC 1 U2 UPS PANEL 02-LVF-PPL-014, BR3 | no data | no data |  | no data | no data | OPEN | CLOSED | no data | no data
5465.0 | MCC 151 SHUNT TRIP POWER | 01-ACC-MCC-151 | ACC 1 U2 UPS PANEL 02-LVF-PPL-014, BR5 | no data | no data |  | no data | no data | OPEN | CLOSED | no data | no data
5466.0 | MCC 131 SHUNT TRIP POWER | 01-ACC-MCC-131 | ACC 1 U2 UPS PANEL 02-LVF-PPL-014, BR2 | no data | no data |  | no data | no data | OPEN | CLOSED | no data | no data
5467.0 | MCC 231 SHUNT TRIP POWER | 01-ACC-MCC-231 | ACC 1 U2 UPS PANEL 02-LVF-PPL-014, BR4 | no data | no data |  | no data | no data | OPEN | CLOSED | no data | no data
5468.0 | MCC 251 SHUNT TRIP POWER | 01-ACC-MCC-251 | ACC 1 U2 UPS PANEL 02-LVF-PPL-014, BR6 | no data | no data |  | no data | no data | OPEN | CLOSED | no data | no data
5469.0 | 00-DCS-CAB-20 POWER 1 | 00-DCS-CAB-20 | ACC 2 U1 UPS PANEL 01-LVF-PPL-015, BR1 | no data | no data |  | no data | no data | OPEN | CLOSED | no data | no data
5470.0 | 00-DCS-CAB-22 POWER 1 | 00-DCS-CAB-22 | ACC 2 U1 UPS PANEL 01-LVF-PPL-015, BR3 | no data | no data |  | no data | no data | OPEN | CLOSED | no data | no data
5471.0 | MCC 161 SHUNT TRIP POWER | 02-ACC-MCC-161 | ACC 2 U1 UPS PANEL 01-LVF-PPL-015, BR5 | no data | no data |  | no data | no data | OPEN | CLOSED | no data | no data
5472.0 | 00-DCS-CAB-22 SOLENOID POWER | 00-DCS-CAB-22 | ACC 2 U1 UPS PANEL 01-LVF-PPL-015, BR7 | no data | no data |  | no data | no data | OPEN | CLOSED | no data | no data
5473.0 | MCC 141 SHUNT TRIP POWER | 02-ACC-MCC-141 | ACC 2 U1 UPS PANEL 01-LVF-PPL-015, BR2 | no data | no data |  | no data | no data | OPEN | CLOSED | no data | no data
5474.0 | MCC 241 SHUNT TRIP POWER | 02-ACC-MCC-241 | ACC 2 U1 UPS PANEL 01-LVF-PPL-015, BR4 | no data | no data |  | no data | no data | OPEN | CLOSED | no data | no data
5475.0 | MCC 261 SHUNT TRIP POWER | 02-ACC-MCC-261 | ACC 2 U1 UPS PANEL 01-LVF-PPL-015, BR6 | no data | no data |  | no data | no data | OPEN | CLOSED | no data | no data
5476.0 | 00-DCS-CAB-20 POWER 2 | 00-DCS-CAB-20 | ACC 2 U1 UPS PANEL 02-LVF-PPL-015, BR1 | no data | no data |  | no data | no data | OPEN | CLOSED | no data | no data
5477.0 | 00-DCS-CAB-22 POWER 2 | 00-DCS-CAB-22 | ACC 2 U1 UPS PANEL 02-LVF-PPL-015, BR3 | no data | no data |  | no data | no data | OPEN | CLOSED | no data | no data
5478.0 | MCC 161 SHUNT TRIP POWER | 02-ACC-MCC-161 | ACC 2 U1 UPS PANEL 02-LVF-PPL-015, BR5 | no data | no data |  | no data | no data | OPEN | CLOSED | no data | no data
5479.0 | MCC 141 SHUNT TRIP POWER | 02-ACC-MCC-141 | ACC 2 U1 UPS PANEL 02-LVF-PPL-015, BR2 | no data | no data |  | no data | no data | OPEN | CLOSED | no data | no data
5480.0 | MCC 241 SHUNT TRIP POWER | 02-ACC-MCC-241 | ACC 2 U1 UPS PANEL 02-LVF-PPL-015, BR4 | no data | no data |  | no data | no data | OPEN | CLOSED | no data | no data
5481.0 | MCC 261 SHUNT TRIP POWER | 02-ACC-MCC-261 | ACC 2 U1 UPS PANEL 02-LVF-PPL-015, BR6 | no data | no data |  | no data | no data | OPEN | CLOSED | no data | no data
5486.0 | 1A BFP HP discharge bypass MOV handweel | 01-MOV-BFW146 | PIPE RACK | no data | no data |  | no data | no data | CLOSED | OPEN | no data | no data
5487.0 | 1A BFP IP discharge bypass MOV handweel | 01-MOV-BFW140 | PIPE RACK | no data | no data | Valve | no data | no data | CLOSED | OPEN | no data | no data
5496.0 | 1B BFP IP discharge bypass MOV handwheel | 01-MOV-BFW180 | PIPE RACK | no data | no data | Valve | no data | no data | CLOSED | CLOSED | no data | no data
5497.0 | 1B BFP manual discharge bypass | 01-vbfw272a | PIPE RACK | no data | no data | Valve | no data | no data | CLOSED | CLOSED | no data | no data
5498.0 | U1 BFP B HP DISCHARGE BYPASS MOV HANDWHEEL | 01-MPV-BFW186 | East of HRSG stack | no data | no data | Valve | no data | no data | CLOSED | CLOSED | no data | no data
5501.0 | 1A BFP manual discharge bypass | 01-vbfw271a | PIPE RACK | no data | no data | Valve | no data | no data | CLOSED | CLOSED | no data | no data
5503.0 | UNIT 1 BFW LUBE OIL PUMP MOTOR A | 01-BFW-MPM-02A | HRSG-1 ENCLOSURE MCC 111 CUBICLE 12FD | no data | no data | 480 V MOLDED CASE BREAKER | no data | no data | OPEN | CLOSED | no data | no data
5504.0 | HRSG 1 BFW LOL HTR A 480VAC | 01-BFW-HTR-02A | 01-LVB-PPL-1115 BR 7 INSIDE HRSG SWG ENCLOSURE | no data | no data | 480 V CIRCUIT BREACKER | no data | no data | OPEN | CLOSED | no data | no data
5507.0 | UNIT 1 BFW PMP 01A IP DISCH BYP VLV PWR | 01-MOV-BFW140 | 01-LVB-PPL-1113 BR 6 PIPE RACK 1 BY STARTUP HTR | no data | no data | 480 V CIRCUIT BREACKER | no data | no data | OPEN | CLOSED | no data | no data
5508.0 | UNIT 1 BFW PMP 01A HP DISCH BYP VLV PWR | 01-MOV-BFW146 | 01-LVB-PPL-1113 BR 2 PIPE RACK 1 BY STARTUP HTR | no data | no data | 480 V CIRCUIT BREACKER | no data | no data | OPEN | CLOSED | no data | no data
5514.0 | 1A BFP manual discharge bypass | 01-vbfw271a | PIPE RACK | no data | no data | Valve | no data | no data | CLOSED | CLOSED | no data | no data
5516.0 | 1A BFP HP discharge bypass MOV handweel | 01-MOV-BFW146 | PIPE RACK | no data | no data | Valve | no data | no data | CLOSED | CLOSED | no data | no data
5527.0 | U1 BOILER FEED WATER PUMP B | 01-BFW-MPM-01B | MVB SWITHCGEAR 2, CUBICLE 16A | no data | no data | 13.8 KV RACK-OUT BREAKER | no data | no data | OPEN | CLOSED | no data | no data
5528.0 | UNIT 1 BFW LUBE OIL PUMP MOTOR B | 01-BFW-MPM-02B | HRSG-1 ENCLOSURE MCC 211 CUBICLE 11FB | no data | no data | 480 V MOLDED CASE BREAKER | no data | no data | OPEN | CLOSED | no data | no data
5529.0 | HRSG 1 BFW LOL HTR B 480VAC | 01-BFW-HTR-02B | 01-LVB-PPL-1115 BR 8 INSIDE HRSG SWG ENCLOSURE | no data | no data | 480 V CIRCUIT BREACKER | no data | no data | OPEN | CLOSED | no data | no data
5531.0 | UNIT 1 BFW PMP 01B IP DISCH BYP VLV PWR | 01-MOV-BFW180 | 01-LVB-PPL-1113 BR 7 PIPE RACK 1 BY STARTUP HTR | no data | no data | 480 V CIRCUIT BREACKER | no data | no data | OPEN | CLOSED | no data | no data
5533.0 | UNIT 1 BFW PMP 01B HP DISCH BYP VLV PWR | 01-MOV-BFW186 | 01-LVB-PPL-1113 BR 4 PIPE RACK 1 BY STARTUP HTR | no data | no data | 480 V CIRCUIT BREACKER | no data | no data | OPEN | CLOSED | no data | no data
5540.0 | 1B BFP IP discharge bypass MOV handwheel | 01-MOV-BFW180 | PIPE RACK | no data | no data | Valve | no data | no data | CLOSED | CLOSED | no data | no data
5551.0 | CRT drain | null | CONDENSATE RECEIVER TANK AREA | no data | no data | Valve | no data | no data | OPEN | CLOSED | no data | no data
5552.0 | CRH ventilator spray vent (OUTSIDE DECK) | 01-VCND216 | ST upper East (OUTSIDE DECK) | Attemperator | no data | no data | CND | no data | CLOSED | OPEN | no data | no data
5554.0 | Aux Boiler Pump "A" Feedwater suction Block valve | 00-V-AXS982 | AUX BOILER BUILDING | no data | no data | Valve | no data | no data | CLOSED | OPEN | no data | no data
5556.0 | AUX BLR FEED WTR Recirc "A" MOV 480VAC | 00-MOV-AXS-904 | 02-LVB-PPL-1215, BR 8 PIPE RACK 1 BY STARTUP HTR | no data | no data | 480 V CIRCUIT BREACKER | no data | no data | OPEN | CLOSED | no data | no data
5561.0 | Aux Boiler"B" Feedwater discharge Block Valve | 00-V-AXS999 | AUX BOILER AREA | no data | no data |  | no data | no data | CLOSED | OPEN | no data | no data
5562.0 | Aux Boiler"B" Feedwater suction Block valve | 00-V-AXS-987 | AUX BOILER AREA | no data | no data |  | no data | no data | CLOSED | OPEN | no data | no data
5566.0 | AUX BOILER COMBUSTION AIR FAN | 00-AXS-MFN-01 | HRSG-2 ENCLSURE 480V MCC 121, CUBICLE 02FM | no data | no data | 480 V MOLDED CASE BREAKER | no data | no data | OPEN | CLOSED | no data | no data
5567.0 | AUX BLR FEED WTR ISOLATION MOV 480VAC | 00-MOV-AXS-900 | 02-LVB-PPL-1215, BR 6 PIPE RACK 1 BY STARTUP HTR | no data | no data | 480 V CIRCUIT BREACKER | no data | no data | OPEN | CLOSED | no data | no data
5573.0 | BOILER DRUM MAIN STEAM OUTLET VALVE | 00-V-AXS948 | AUX BOILER AREA | no data | no data | Valve | no data | no data | CLOSED | OPEN | no data | no data
5574.0 | CCF AUX BLR Ammonia feed pmp CPL 480V VAC Brk 1 | null | 02-LVB-PPL-1215-Brker1 | no data | no data | Breaker | no data | no data | OPEN | CLOSED | no data | no data
5575.0 | Demin Supply Block Valve | 00-V-AXS978 | AUX BOILER AREA | no data | no data | Valve | no data | no data | CLOSED | OPEN | no data | no data
5576.0 | Demin Supply Root Valve | 00-V-AXS975 | AUX BOILER AREA | no data | no data | Valve | no data | no data | CLOSED | OPEN | no data | no data
5577.0 | Demin Supply Bypass valve | 00-V-AXS979 | AUX BOILER AREA | no data | no data | Valve | no data | no data | CLOSED | CLOSED | no data | no data
5578.0 | Demin Supply drain After Regulator | Valve | AUX BOILER AREA | no data | no data | Valve | no data | no data | OPEN | CLOSED | no data | no data
5579.0 | AUX BLR 120 VAC PWR (PLC Panel) | 00-AXS-CPL-01 | 02-LVD-PPL-12151, BR 1 AUX BOILER WEST WALL | no data | no data | 208/120VAC CIRCUIT BREAKER | no data | no data | OPEN | CLOSED | no data | no data
5580.0 | HRSG 1 IP FEEDWATER FGH STOP MOV | 01-MOV-HIS904 | One level below LP drum | no data | no data | MOV handwheel | no data | no data | CLOSED | OPEN | no data | no data
5581.0 | HRSG 1 IP FEEDWATER FGH STOP MOV bypass | 01-MOV-HIS904a | Ole level below LP drum | no data | no data | Valve | no data | no data | CLOSED | CLOSED | no data | no data
5590.0 | U1 BOILER FEED WATER PUMP A | 01-BFW-MPM-01A | MVB SWITHCGEAR 1, CUBICLE 02B | no data | no data | 13.8 KV RACK-OUT BREAKER | no data | no data | OPEN | CLOSED | no data | no data
5591.0 | UNIT 1 BFW LUBE OIL PUMP MOTOR A | 01-BFW-MPM-02A | HRSG-1 ENCLOSURE MCC 111 CUBICLE 12FD | no data | no data | 480 V MOLDED CASE BREAKER | no data | no data | OPEN | CLOSED | no data | no data
5592.0 | HRSG 1 BFW LOL HTR A 480VAC | 01-BFW-HTR-02A | 01-LVB-PPL-1115 BR 7 INSIDE HRSG SWG ENCLOSURE | no data | no data | 480 V CIRCUIT BREACKER | no data | no data | OPEN | CLOSED | no data | no data
5594.0 | UNIT 1 BFW PMP 01A IP DISCH BYP VLV PWR | 01-MOV-BFW140 | 01-LVB-PPL-1113 BR 6 PIPE RACK 1 BY STARTUP HTR | no data | no data | 480 V CIRCUIT BREACKER | no data | no data | OPEN | CLOSED | no data | no data
5595.0 | UNIT 1 BFW PMP 01A HP DISCH BYP VLV PWR | 01-MOV-BFW146 | 01-LVB-PPL-1113 BR 2 PIPE RACK 1 BY STARTUP HTR | no data | no data | 480 V CIRCUIT BREACKER | no data | no data | OPEN | CLOSED | no data | no data
5597.0 | 1A BFP HP discharge bypass MOV handwheel | 01-MOV-BFW146 | PIPE RACK | no data | no data | Valve | no data | no data | CLOSED | CLOSED | no data | no data
5603.0 | UNIT 1 AUX STEAM ISOLATION BYP MOV handwheel | 01-MOV-AXS322 | Second Pipe Rack | no data | no data | Valve | no data | no data | CLOSED | CLOSED | no data | no data
5604.0 |  | 01-VAXS630 | Pipe Rack 1st | Aux Steam Header | no data | no data | AXS | no data | CLOSED | OPEN | no data | no data
5605.0 |  | 01-VAXS631 | Pipe Rack 1st | Aux Steam Header | no data | no data | AXS | no data | CLOSED | OPEN | no data | no data
5606.0 |  | 01-VAXS632 | Pipe Rack 1st | Aux Steam Header | no data | no data | AXS | no data | CLOSED | CLOSED | no data | no data
5610.0 | Control air to CT Purge credit valve | 01MBP0131B | South East side of HRSG | no data | no data | Valve | no data | no data | CLOSED | OPEN | no data | no data
5611.0 | Control air to CT Purge credit valve "A" | 01MBP01AA721 | South East side of HRSG | no data | no data | Valve | no data | no data | CLOSED | OPEN | no data | no data
5612.0 | Control air to CT Purge credit valve "B" | 01MBP01AA722 | South East side of HRSG | no data | no data | Valve | no data | no data | CLOSED | OPEN | no data | no data
5613.0 | Control air to CT Purge credit vent valve | MBP01AA724-KA01 | South East side of HRSG | no data | no data | Valve | no data | no data | OPEN | CLOSED | no data | no data
5614.0 | GT 2C/ECA RECIRCULATION PUMP (B) | 01LCA14AP102 | TCP | no data | no data | 480 V MOLDED CASE BREAKER | no data | no data | OPEN | CLOSED | no data | no data
5615.0 | GT 2C/ECA RECIRCULATION PUMP (A) | 01LCA14AP101 | TCP | no data | no data | 480 V MOLDED CASE BREAKER | no data | no data | OPEN | CLOSED | no data | no data
5616.0 | U1 GT ENHANCED AIR COMPRESSOR A | 01-MBH06AN101 | MVB SWITCHGEAR 11, CUBICLE 05A | no data | no data | FUES | no data | no data | OPEN | CLOSED | no data | no data
5617.0 | U1 GT ENHANCED AIR COMPRESSOR B | 01-MBH06AN102 | MVB SWITCHGEAR 21, CUBICLE 01B | no data | no data | FUES | no data | no data | OPEN | CLOSED | no data | no data
5618.0 | HRSG 1 AMMONIA INJECTION BLOWER A | 01-SCR-MFN-100A | HRSG-1 ENCLOSURE MCC 111 CUBICLE 3FM | no data | no data | 480 V MOLDED CASE BREAKER | no data | no data | OPEN | CLOSED | no data | no data
5619.0 | HRSG 1 AMMONIA INJECTION BLOWER B | 01-SCR-MFN-100B | HRSG-1 ENCLOSURE MCC 211 CUBICLE 4FM | no data | no data | 480 V MOLDED CASE BREAKER | no data | no data | OPEN | CLOSED | no data | no data
5620.0 | Fuel Gas Emergency Shut Off Valve Upstream of FGPH | 01MBP01AA701 | FUEL GAS PERFORMANCE HEATER | no data | no data | Valve | no data | no data | CLOSED | OPEN | no data | no data
5621.0 | AUX BOILER FEED PUMP MTR 1 | 00-AXS-MPM-01A | HRSG-2 ENCLSURE 480V MCC 121, CUBICLE 13FF | no data | no data | 480 V MOLDED CASE BREAKER | no data | no data | OPEN | CLOSED | no data | no data
5622.0 | AUX BOILER FEED PUMP MTR 2 | 00-AXS-VFD-01B | HRSG-2 ENCLSURE 480V MCC 221, CUBICLE 13FC | no data | no data | 480 V MOLDED CASE BREAKER | no data | no data | OPEN | CLOSED | no data | no data
5623.0 | AUX BOILER BLOCK VALVE BEFORE BACK PRESSURE CONTROL VALVE | 00-V-AXS623 | AUX BOILER AREA | no data | no data | Valve | no data | no data | CLOSED | OPEN | no data | no data
5624.0 | BYPASS VALVE FOR BACK PRESSURE CONTROL VALVE | 00-V-AXS624 | AUX BOILER AREA | no data | no data | Valve | no data | no data | CLOSED | CLOSED | no data | no data
5625.0 | CCF AUX BLR Ammonia feed pmp CPL 480V VAC Brk 1/3/5 | 00-CCF-CPL-01 | 02-LVB-PPL-1215-Brker1,3,5 | no data | no data | Breaker | no data | no data | OPEN | CLOSED | no data | no data
5626.0 | Demin Supply drain After Regulator | 00-V-AXS-977 | AUX BOILER AREA | no data | no data | Valve | no data | no data | OPEN | CLOSED | no data | no data
5627.0 | DIESEL PUMP RECERC VALVE TO TRANSMITTER | VFSP806 | FIRE PUMP HOUSE AREA | no data | no data | GATE VALVE | no data | no data | CLOSED | OPEN | no data | no data
5628.0 | BLOCK VALVE AFTER FLOW TRANSMITTER | VFSP808 | FIRE PUMP HOUSE AREA | no data | no data | BUTTERFLY VALVE | no data | no data | CLOSED | OPEN | no data | no data
5629.0 | ELECTRIC PUMP RECERC VALVE TO TRANSMITTER | VFPS805 | FIRE PUMP HOUSE AREA | no data | no data | Valve | no data | no data | CLOSED | OPEN | no data | no data
5630.0 | ELECTRIC FIRE PUMP SUCTION VALVE | VFPS680 | FIRE PUMP ECLOSURE | no data | no data | GATE VALVE | no data | no data | CLOSED | OPEN | no data | no data
5631.0 | ELECTRIC FIRE PUMP INLET BLOCK VALVE | VFPS801 | FIRE PUMP ECLOSURE | no data | no data | GATE VALVE | no data | no data | CLOSED | OPEN | no data | no data
5632.0 | ELECTRIC FIRE PUMP DISCHARGE VALVE | VFPS802 | FIRE PUMP ECLOSURE | no data | no data |  | no data | no data | CLOSED | OPEN | no data | no data
5633.0 | JOCKEY PUMP OUTLET BLOCK VALVE | VFPS810 | FIRE PUMP ECLOSURE | no data | no data | GATE VALVE | no data | no data | CLOSED | OPEN | no data | no data
5634.0 | ELECTRIC FIRE PUMP LOCAL DISCONNECT SWITCH | null | FIRE PUMP ECLOSURE | no data | no data | SWITCH | no data | no data | OPEN | CLOSED | no data | no data
5635.0 | JOCKEY FIRE PUMP LOCAL DISCONNECT SWITCH | null | FIRE PUMP ECLOSURE | no data | no data | SWITCH | no data | no data | OPEN | CLOSED | no data | no data
5636.0 | ELECTRIC FIRE PUMP RECERC VALVE | VFPS805 | FIRE PUMP ECLOSURE | no data | no data | BUTTERFLY VALVE | no data | no data | CLOSED | CLOSED | no data | no data
5637.0 | DIESEL FIRE PUMP TANK SUCTION | VFPS635 | FIRE PUMP ECLOSURE | no data | no data | GATE VALVE | no data | no data | CLOSED | OPEN | no data | no data
5638.0 | DIESEL FIRE PUMP INLET SUCTION VALVE | VFPS803 | FIRE PUMP ECLOSURE | no data | no data | GATE VALVE | no data | no data | CLOSED | OPEN | no data | no data
5639.0 | DIESEL FIRE PUMP OUTLET BLOCK VALVE | VFPS804 | FIRE PUMP ECLOSURE | no data | no data | GATE VALVE | no data | no data | CLOSED | OPEN | no data | no data
5640.0 | DIESEL FIRE PUMP RECERC BLOCK VALVE | VFPS656 | FIRE PUMP ECLOSURE | no data | no data | GATE VALVE | no data | no data | CLOSED | CLOSED | no data | no data
5641.0 | DIESEL FIRE PUMP DISCONNECT SWITCH | LOCALSWITCH | FIRE PUMP ECLOSURE | no data | no data | SWITCH | no data | no data | OPEN | CLOSED | no data | no data
5642.0 | ELECTRIC JOCKEY PUMP INLET VALVE | VFPS809 | FIRE PUMP ECLOSURE | no data | no data | Valve | no data | no data | CLOSED | OPEN | no data | no data
5643.0 | ELECTRIC JOCKEY PUMP OUTLET BLOCK VALVE | VFPS810 | FIRE PUMP ECLOSURE | no data | no data | Valve | no data | no data | CLOSED | OPEN | no data | no data
5644.0 | ELECTRIC JOCKEY PUMP DISCONNECT SWITCH | null | FIRE PUMP ECLOSURE | no data | no data | Breaker | no data | no data | OPEN | CLOSED | no data | no data
5645.0 | HRSG 1 LP STEAM OUTLET STOP HANDWHEEL | 01-MOV-HLS906 | East of HRSG | no data | no data | Valve | no data | no data | CLOSED | OPEN | no data | no data
5646.0 | HRSG 1 IP STEAM STOP HANDWHEEL | 01-MOV-HIS908 |  | no data | no data | Valve | no data | no data | CLOSED | OPEN | no data | no data
5647.0 | HRSG 1 IP STEAM STOP BYPASS | 01-MOV-HIS908B |  | no data | no data | Valve | no data | no data | CLOSED | CLOSED | no data | no data
5648.0 | HRSG 1 HP STEAM OUTLET STOP MOV HANDWHEEL | 01-MOV-HHS906 | TOP OF THE HRSG | no data | no data | Valve | no data | no data | CLOSED | OPEN | no data | no data
5649.0 | HRSG 1 HP STEAM OUTLET STOP MOV BYPASS | 01-MOV-HHS906 | TOP OF THE HRSG | no data | no data | Valve | no data | no data | CLOSED | CLOSED | no data | no data
5650.0 | HRSG 1 HP STEAM OUTLET STOP VLV BYP MOV HANDWHEEL | 01-MOV-HHS907 | TOP OF HRSG HP DRUM | no data | no data | Valve | no data | no data | CLOSED | CLOSED | no data | no data
5651.0 | HRSG 1 HP STEAM OUTLET STOP MOV BYPASS | 01-MOV-HHS906B | TOP OF THE HRSG | no data | no data | Valve | no data | no data | CLOSED | CLOSED | no data | no data
5652.0 | HRSG 1 HP STEAM OUTLET STOP VLV BYP MOV BYPASS | 01-MOV-HHS907B | TOP OF HRSG HP DRUM | no data | no data | Valve | no data | no data | CLOSED | CLOSED | no data | no data
5653.0 | U1 CONDENSATE PUMP B | 01-CND-MPM-01B | MVB SWITCHGEAR 21, CUBICLE 03A | no data | no data | FUES | no data | no data | OPEN | CLOSED | no data | no data
5654.0 | U1 CONDENSATE PUMP A | 01-CND-MPM-01A | MVB SWITCHGEAR 11, CUBICLE 02A | no data | no data | FUES | no data | no data | OPEN | CLOSED | no data | no data
5655.0 | U1 CONDENSATE PUMP C | 01-CND-MPM-01C | MVB SWITCHGEAR 11, CUBICLE 03B | no data | no data | FUES | no data | no data | OPEN | CLOSED | no data | no data
5656.0 | HRSG 1 LP STEAM OUTLET STOP MAIN PWR FEED | 01-MOV-HLS906 | 01-LVB-PPL-2112 BR 20,22,24 INSIDE HRSG SWG ENCLOSURE | no data | no data | 480 V CIRCUIT BREACKER | no data | no data | OPEN | CLOSED | no data | no data
5657.0 | LP bypass warm up valve | 01-YV-LPS100A | TURBINE BUILDING | no data | no data | Valve | no data | no data | CLOSED | OPEN | no data | no data
5662.0 | Drain IP steam | VHIS858 | HRSG ground level | no data | no data |  | no data | no data | OPEN | CLOSED | no data | no data
5663.0 | Level Gauge | 01-VHIS858 | HRSG upper East | HRSG/ IP Drum | no data | no data | HIS | no data | OPEN | CLOSED | no data | no data
5664.0 | Level Gauge | 01-VHIS859 | HRSG upper East | HRSG/ IP Drum | no data | no data | HIS | no data | OPEN | CLOSED | no data | no data
5665.0 | HRSG 1 IP Drain Pot Stop MOV Main PWR Feed | 01-MOV-HIS915 | Inside HRSG SWG enclosure panel 01-LVB-PPL-2112, breaker10 | no data | no data |  | no data | no data | OPEN | CLOSED | no data | no data
5666.0 | HRSG 1 IP Drain Pot Stop MOV Hand Wheel | 01-MOV-HIS915 | HRSG ground level | no data | no data |  | no data | no data | CLOSED | OPEN | no data | no data
5667.0 | IP Steam Drain PCV | 01-YCV-HIS905 | Under HRSG | no data | no data |  | no data | no data | CLOSED | OPEN | no data | no data
5668.0 | MOV bypass | 01-VHLS906 | HRSG lower NW | no data | no data | no data | CND | no data | OPEN | CLOSED | no data | no data
5669.0 | LP steam drains control valve | 01-YCV-HLS910 | Under HRSG | no data | no data |  | no data | no data | OPEN | CLOSED | no data | no data
5670.0 | TURNING GEAR MOTOR VFD#1 | 01MAK11AE101-M01 | TCP panel 01BMC01, BR11F | no data | no data | 480 V MOLDED CASE BREAKER | no data | no data | OPEN | CLOSED | no data | no data
5671.0 | TURNING GEAR MOTOR VFD#2 | 01MAK11AE101-M01 | TCP panel 01BMC01, BR12M | no data | no data | 480 V MOLDED CASE BREAKER | no data | no data | OPEN | CLOSED | no data | no data
5672.0 | UNIT 1 MAIN LUBE OIL PUMP MOTOR B | 01MPV01AP102-M01 | HRSG-1 ENCLOSURE MCC 211 CUBICLE 3FM | no data | no data | 480 V MOLDED CASE BREAKER | no data | no data | OPEN | CLOSED | no data | no data
5673.0 | Generator Disconnect GCB 89G | 01-HYH-GEN132C | GCB landing | no data | no data |  | no data | no data | OPEN | CLOSED | no data | no data
5674.0 | SFC to U1 disconnect 89SS-1 | 89SS-1 | GCB landing | no data | no data |  | no data | no data | OPEN | CLOSED | no data | no data
5675.0 | CO2 ACTUATION LINE ISOLATION VALVE | 01SGJ02AA001 | West sie of U1 turnbine building | no data | no data |  | no data | no data | CLOSED | OPEN | no data | no data
5676.0 | CO2 TO GAS TURBINE ENCLOSRUE ISOLATION VALVE | 01SGJ02AA103 | West sie of U1 turnbine building | no data | no data |  | no data | no data | CLOSED | OPEN | no data | no data
5677.0 | SLIP RING HOUSING ISOLATION VALVE | 01SGJ02AA202 | West sie of U1 turnbine building | no data | no data |  | no data | no data | CLOSED | OPEN | no data | no data
5678.0 | CO2 ACTUATION LINE ISOLATION VALVE | 02SGJ02AA001 | West sie of U2 turnbine building | no data | no data |  | no data | no data | CLOSED | OPEN | no data | no data
5679.0 | CO2 TO GAS TURBINE ENCLOSRUE ISOLATION VALVE | 02SGJ02AA103 | West sie of U2 turnbine building | no data | no data |  | no data | no data | CLOSED | OPEN | no data | no data
5680.0 | SLIP RING HOUSING ISOLATION VALVE | 02SGJ02AA202 | West sie of U2 turnbine building | no data | no data |  | no data | no data | CLOSED | OPEN | no data | no data
5686.0 | FUEL GAS COMPRESSOR A | 00-FGS-CMP-01A | MVB SWITCHGEAR 11, CUBICLE 01B | no data | no data | FUES | no data | no data | OPEN | CLOSED | no data | no data
5688.0 | FG compressor"A" gas inlet | 00-VFGS202F | no data | FUEL GAS COMPRESSOR "A" | no data | no data | FGS | no data | CLOSED | OPEN | no data | no data
5689.0 | FG compressor"A" gas outlet | 00-VFGS205F | no data | FUEL GAS COMPRESSOR "A" | no data | no data | FGS | no data | CLOSED | OPEN | no data | no data
5691.0 | FGC "B" suction manual isolation valve | 00-VFGS203 | FUEL GAS COMPRESSOR AREA | no data | no data | Valve | no data | no data | CLOSED | OPEN | no data | no data
5692.0 | FG compressor"B" gas outlet | 00-VFGS206F | no data | FUEL GAS COMPRESSOR "B" | no data | no data | FGS | no data | CLOSED | OPEN | no data | no data
5695.0 | FUEL GAS COMPRESSOR B | 00-FGS-CMP-01B | MVB SWITCHGEAR 21, CUBICLE 04B | no data | no data | FUES | no data | no data | OPEN | CLOSED | no data | no data
5696.0 | SFC TO U1 GENERATOR DISCONNECT | 98SS-1 | GSB | no data | no data | DISCONNECT | no data | no data | OPEN | CLOSED | no data | no data
5697.0 | DISCONNECT DOWNSTREAM OF GCB | 98G-1 | GCB landing | no data | no data | DISCONNECT | no data | no data | OPEN | CLOSED | no data | no data
5698.0 | UNIT 1 HRSG DUCT BURNER COOLING SKID BLOWER 1 | 01-BUR-MLB-01A | HRSG-1 ENCLOSURE MCC 111 CUBICLE 5FH | no data | no data | 480 V MOLDED CASE BREAKER | no data | no data | OPEN | CLOSED | no data | no data
5699.0 | UNIT 1 HRSG DUCT BURNER COOLING SKID BLOWER 2 | 01-BUR-MLB-01B | HRSG-1 ENCLOSURE MCC 211 CUBICLE 9FM | no data | no data | 480 V MOLDED CASE BREAKER | no data | no data | OPEN | CLOSED | no data | no data
5701.0 | ACC 1 LRVP 01B | 01-ARM-MPM-01B | 01-ACC-MCC-231, CUBICLE12FM | no data | no data | 480 V MOLDED CASE BREAKER | no data | no data | OPEN | CLOSED | no data | no data
5702.0 | ACC 1 LRVP 01C | 01-ARM-MPM-01C | 01-ACC-MCC-151, CUBICLE11FM | no data | no data | 480 V MOLDED CASE BREAKER | no data | no data | OPEN | CLOSED | no data | no data
5703.0 | ACC 1 LRVP 01D | 01-ARM-MPM-01D | 01-ACC-MCC-251, CUBICLE12FM | no data | no data | 480 V MOLDED CASE BREAKER | no data | no data | OPEN | CLOSED | no data | no data
5704.0 | ACC 1 LRVP 01E | 01-ARM-MPM-01E | 01-ACC-MCC-251, CUBICLE13FM | no data | no data | 480 V MOLDED CASE BREAKER | no data | no data | OPEN | CLOSED | no data | no data
5707.0 | Aux steam to U2 main iso | 02-VAXS630 | Aux boiler room | no data | no data | Valve | no data | no data | CLOSED | OPEN | no data | no data
5708.0 | Aux steam to U2 main block iso | 02-VAXS631 | Aux boiler room | no data | no data | Valve | no data | no data | CLOSED | OPEN | no data | no data
5709.0 | Aux steam to U2 main block bypass | 02-VAXS632 | Aux boiler room | no data | no data | Valve | no data | no data | CLOSED | CLOSED | no data | no data
5710.0 |  | 01-VAXS633 | Pipe Rack 1st | Aux Steam Header | no data | no data | AXS | no data | OPEN | CLOSED | no data | no data
5711.0 | Aux steam to U2 main header vent | 02-VAXS633 | Aux boiler room | no data | no data | Valve | no data | no data | OPEN | CLOSED | no data | no data
5712.0 |  | 01-VAXS633 | Pipe Rack 1st | Aux Steam Header | no data | no data | AXS | no data | OPEN | CLOSED | no data | no data
5713.0 | SFC TO U2 GENERATOR DISCONNECT | 98SS-2 | GSB | no data | no data | DISCONNECT | no data | no data | OPEN | CLOSED | no data | no data
5714.0 | DISCONNECT DOWNSTREAM OF GCB U2 | 98G-2 | GCB landing | no data | no data | DISCONNECT | no data | no data | OPEN | CLOSED | no data | no data
5715.0 | U2 GT ENHANCED AIR COMPRESSOR B | 02-MBH06AN102 | MVB SWITCHGEAR 11, CUBICLE 05B | no data | no data |  | no data | no data | OPEN | CLOSED | no data | no data
5716.0 | U2 GT ENHANCED AIR COMPRESSOR A | 02-MBH06AN101 | MVB SWITCHGEAR 21, CUBICLE 01A | no data | no data |  | no data | no data | OPEN | CLOSED | no data | no data
5717.0 | HRSG 2 AMMONIA INJECTION BLOWER A | 02-SCR-MFN-100A | HRSG-2 ENCLSURE 480V MCC 121, CUBICLE 05FM | no data | no data | 480 V MOLDED CASE BREAKER | no data | no data | OPEN | CLOSED | no data | no data
5718.0 | HRSG2 AMMONIA INJECTION BLOWER B | 02-SCR-MFN-100B | HRSG-2 ENCLSURE 480V MCC 221, CUBICLE 5FM | no data | no data | 480 V MOLDED CASE BREAKER | no data | no data | OPEN | CLOSED | no data | no data
5719.0 | UNIT 2 HRSG DUCT BURNER COOLING SKID BL0WER 1 | 02-BUR-MLB-01A | HRSG-2 ENCLSURE 480V MCC 121, CUBICLE 06FB | no data | no data | 480 V MOLDED CASE BREAKER | no data | no data | OPEN | CLOSED | no data | no data
5720.0 | UNIT 2 HRSG DUCT BURNER COOLING SKID BLOWER 2 | 02-BUR-MLB-01B | HRSG-2 ENCLSURE 480V MCC 221, CUBICLE 6FD | no data | no data | 480 V MOLDED CASE BREAKER | no data | no data | OPEN | CLOSED | no data | no data
5721.0 | Fuel Gas Emergency Shut Off Valve Upstream of FGPH | 02MBP01AA701 | FUEL GAS PERFORMANCE HEATER | no data | no data | Valve | no data | no data | CLOSED | OPEN | no data | no data
5725.0 | U2 BOILER FEED WATER PUMP B | 02-BFW-MPM-01B | MVB SWITHCGEAR 1, CUBICLE 02A | no data | no data | 13.8 KV RACK-OUT BREAKER | no data | no data | OPEN | CLOSED | no data | no data
5726.0 | U2 BOILER FEED WATER PUMP A | 02-BFW-MPM-01A | MVB SWITHCGEAR 2, CUBICLE 16B | no data | no data | 13.8 KV RACK-OUT BREAKER | no data | no data | OPEN | CLOSED | no data | no data
5727.0 | U2 CONDENSATE PUMP A | 02-CND-MPM-01A | MVB SWITCHGEAR 21, CUBICLE 04A | no data | no data | Breaker | no data | no data | OPEN | CLOSED | no data | no data
5728.0 | U2 CONDENSATE PUMP B | 02-CND-MPM-02B | MVB SWITCHGEAR 11, CUBICLE 03A | no data | no data |  | no data | no data | OPEN | CLOSED | no data | no data
5730.0 | UNIT 2 CCF HP/IP PHOSPHATE & AMMONIA SYS | 02-CCF-DSW-02 | 02-LVB-PPL-1213, BR 1 OUTSIDE HRSG SWG ENCLOSURE | no data | no data | 480 V CIRCUIT BREACKER | no data | no data | OPEN | CLOSED | no data | no data
5731.0 | GT 2C/ECA RECIRCULATION PUMP (A) | 02LCA14AP101 | TCP | no data | no data | 480 V MOLDED CASE BREAKER | no data | no data | OPEN | CLOSED | no data | no data
5732.0 | GT 2C/ECA RECIRCULATION PUMP (B) | 02LCA14AP102 | TCP | no data | no data | 480 V MOLDED CASE BREAKER | no data | no data | OPEN | CLOSED | no data | no data
5734.0 | ACC 2 LRVP 01B | 02-ARM-MPM-01B | 02-ACC-MCC-241, BR12FM | no data | no data | 480 V MOLDED CASE BREAKER | no data | no data | OPEN | CLOSED | no data | no data
5738.0 | UNIT 2 LP DRAINS TANK PUMP MTR A | 02-STP-MPM-01A | 02-ACC-MCC-141, CUBICLE12FB | no data | no data | 480 V MOLDED CASE BREAKER | no data | no data | OPEN | CLOSED | no data | no data
5739.0 | UNIT 2 LP DRAINS TANK PUMP MTR B | 02-STP-MPM-01B | 02-ACC-MCC-241, BR14FB | no data | no data | 480 V MOLDED CASE BREAKER | no data | no data | OPEN | CLOSED | no data | no data
5753.0 | UNIT 1 ACC FAN GRBX OIL HTR 01D | 01-ACC-HTR-01D | 01-LVD-PPL-2311, BR19 outside of ACC MCC enclosure | no data | no data | 208/120VAC CIRCUIT BREAKER | no data | no data | OPEN | CLOSED | no data | no data
5754.0 | UNIT 1 ACC FAN GRBX OIL HTR 02D | 01-ACC-HTR-02D | 01-LVD-PPL-2311, BR12 ACC MCC ENCLOSURE | no data | no data | 208/120VAC CIRCUIT BREAKER | no data | no data | OPEN | CLOSED | no data | no data
5755.0 | UNIT 1 ACC FAN GRBX OIL HTR 03D | 01-ACC-HTR-03D | 01-LVD-PPL-2311, BR24 outside of ACC MCC enclosure | no data | no data | 208/120VAC CIRCUIT BREAKER | no data | no data | OPEN | CLOSED | no data | no data
5757.0 | UNIT 1 ACC FAN GRBX OIL HTR 01C | 01-ACC-HTR-01C | 01-LVD-PPL-2311, BR17 outside of ACC MCC enclosure | no data | no data | 208/120VAC CIRCUIT BREAKER | no data | no data | OPEN | CLOSED | no data | no data
5758.0 | UNIT 1 ACC FAN GRBX OIL HTR 02C | 01-ACC-HTR-02C | 01-LVD-PPL-2311, BR29 OUTSIDE OF ACC MCC ENCLOSURE | no data | no data | 208/120VAC CIRCUIT BREAKER | no data | no data | OPEN | CLOSED | no data | no data
5759.0 | UNIT 1 ACC FAN GRBX OIL HTR 03C | 01-ACC-HTR-03C | 01-LVD-PPL-2311, BR22 outside of ACC MCC enclosure | no data | no data | 208/120VAC CIRCUIT BREAKER | no data | no data | OPEN | CLOSED | no data | no data
5761.0 | UNIT 1 ACC FAN GRBX OIL HTR 01E | 01-ACC-HTR-01E | 01-LVD-PPL-2311, BR21 outside of ACC MCC enclosure | no data | no data | 208/120VAC CIRCUIT BREAKER | no data | no data | OPEN | CLOSED | no data | no data
5762.0 | UNIT 1 ACC FAN GRBX OIL HTR 02E | 01-ACC-HTR-02E | 01-LVD-PPL-2311, BR14 outside of ACC MCC enclosure | no data | no data | 208/120VAC CIRCUIT BREAKER | no data | no data | OPEN | CLOSED | no data | no data
5763.0 | UNIT 1 ACC FAN GRBX OIL HTR 03E | 01-ACC-HTR-03E | 01-LVD-PPL-2311, BR26 outside of ACC MCC enclosure | no data | no data | 208/120VAC CIRCUIT BREAKER | no data | no data | OPEN | CLOSED | no data | no data
5765.0 | UNIT 1 PHOSPHATE & AMMONIA MAIN FEED DISCONNECT | 01-CCF-SKD-02 | CHEM SHACK | no data | no data | DISCONNECT | no data | no data | OPEN | CLOSED | no data | no data
5766.0 | UNIT 2 PHOSPHATE & AMMONIA MAIN FEED DISCONNECT | 02-CCF-SKD-02 | CHEM SHACK | no data | no data | DISCONNECT | no data | no data | OPEN | CLOSED | no data | no data
5771.0 | BUS2 VTS | null | MVB SWITHCGEAR 2, CUBICLE 12B | no data | no data | FUES | no data | no data | OPEN | CLOSED | no data | no data
5775.0 | Unit 2 air inlet duct Hoist | MBL02AE201CB02 | EVAP COOLER CONTROL BOX PNL MBL02AC301 | no data | no data | 480 V CIRCUIT BREAKER | no data | no data | OPEN | CLOSED | no data | no data
5776.0 | Unit 1 air inlet duct hoist | MBL01AE201CB02 | EVAP Cooler control box MBL01AC301 | no data | no data | 480 V CIRCUIT BREAKER | no data | no data | OPEN | CLOSED | no data | no data
5779.0 | Seal water pump suction | V-916A | U1 ACC AREA | no data | no data | Valve | no data | no data | CLOSED | OPEN | no data | no data
5780.0 | Seal water supply to the Vacuum Pump isolation valve | V-917A | U1 ACC AREA | no data | no data | Valve | no data | no data | CLOSED | OPEN | no data | no data
5781.0 | Seal water to the suction of the Vacuum Pump isolation valve | V-917B | U1 ACC AREA | no data | no data | Valve | no data | no data | CLOSED | OPEN | no data | no data
5782.0 | Seal water makeup isolation valve | V-919E | U1 ACC AREA | no data | no data | Valve | no data | no data | CLOSED | OPEN | no data | no data
5783.0 | UNIT 1 ACC FAN GRBX OIL HTR 01A | 01-ACC-HTR-01A | 01-LVD-PPL-2311, BR13 outside of ACC MCC enclosure | no data | no data | 208/120VAC CIRCUIT BREAKER | no data | no data | OPEN | CLOSED | no data | no data
5784.0 | UNIT 1 ACC FAN GRBX OIL HTR 01B | 01-ACC-HTR-01B | 01-LVD-PPL-2311, BR15 outside of ACC MCC enclosure | no data | no data | 208/120VAC CIRCUIT BREAKER | no data | no data | OPEN | CLOSED | no data | no data
5785.0 | UNIT 1 ACC FAN GRBX OIL HTR 01F | 01-ACC-HTR-01F | 01-LVD-PPL-2311, BR23 outside of ACC MCC enclosure | no data | no data | 208/120VAC CIRCUIT BREAKER | no data | no data | OPEN | CLOSED | no data | no data
5786.0 | UNIT 1 ACC FAN GRBX OIL HTR 02A | 01-ACC-HTR-02A | 01-LVD-PPL-2311, BR25 outside of ACC MCC enclosure | no data | no data | 208/120VAC CIRCUIT BREAKER | no data | no data | OPEN | CLOSED | no data | no data
5787.0 | UNIT 1 ACC FAN GRBX OIL HTR 02B | 01-ACC-HTR-02B | 01-LVD-PPL-2311, BR27 outside of ACC MCC enclosure | no data | no data | 208/120VAC CIRCUIT BREAKER | no data | no data | OPEN | CLOSED | no data | no data
5788.0 | UNIT 1 ACC FAN GRBX OIL HTR 02F | 01-ACC-HTR-02F | 01-LVD-PPL-2311, BR16 outside of ACC MCC enclosure | no data | no data | 208/120VAC CIRCUIT BREAKER | no data | no data | OPEN | CLOSED | no data | no data
5789.0 | UNIT 1 ACC FAN GRBX OIL HTR 03A | 01-ACC-HTR-03A | 01-LVD-PPL-2311, BR18 outside of ACC MCC enclosure | no data | no data | 208/120VAC CIRCUIT BREAKER | no data | no data | OPEN | CLOSED | no data | no data
5790.0 | UNIT 1 ACC FAN GRBX OIL HTR 03B | 01-ACC-HTR-03B | 01-LVD-PPL-2311, BR20 outside of ACC MCC enclosure | no data | no data | 208/120VAC CIRCUIT BREAKER | no data | no data | OPEN | CLOSED | no data | no data
5791.0 | UNIT 1 ACC FAN GRBX OIL HTR 03F | 01-ACC-HTR-03F | 01-LVD-PPL-2311, BR28 outside of ACC MCC enclosure | no data | no data | 208/120VAC CIRCUIT BREAKER | no data | no data | OPEN | CLOSED | no data | no data
5792.0 | UNIT 1 ACC FAN GRBX OIL HTR 04A | 01-ACC-HTR-04A | 01-LVD-PPL-2311, BR30 outside of ACC MCC enclosure | no data | no data | 208/120VAC CIRCUIT BREAKER | no data | no data | OPEN | CLOSED | no data | no data
5793.0 | UNIT 2 ACC FAN GRBX OIL HTR 01A | 02-ACC-HTR-01A | 02-LVD-PPL-2411, BR 13 outside of ACC MCC enclosure | no data | no data | 208/120VAC CIRCUIT BREAKER | no data | no data | OPEN | CLOSED | no data | no data
5794.0 | UNIT 2 ACC FAN GRBX OIL HTR 01B | 02-ACC-HTR-01B | 02-LVD-PPL-2411, BR 15 outside of ACC MCC enclosure | no data | no data | 208/120VAC CIRCUIT BREAKER | no data | no data | OPEN | CLOSED | no data | no data
5795.0 | UNIT 2 ACC FAN GRBX OIL HTR 01C | 02-ACC-HTR-01C | 02-LVD-PPL-2411, BR 17 outside of ACC MCC enclosure | no data | no data | 208/120VAC CIRCUIT BREAKER | no data | no data | OPEN | CLOSED | no data | no data
5796.0 | UNIT 2 ACC FAN GRBX OIL HTR 01D | 02-ACC-HTR-01D | 02-LVD-PPL-2411, BR 19 outside of ACC MCC enclosure | no data | no data | 208/120VAC CIRCUIT BREAKER | no data | no data | OPEN | CLOSED | no data | no data
5797.0 | UNIT 2 ACC FAN GRBX OIL HTR 01E | 02-ACC-HTR-01E | 02-LVD-PPL-2411, BR 21 outside of ACC MCC enclosure | no data | no data | 208/120VAC CIRCUIT BREAKER | no data | no data | OPEN | CLOSED | no data | no data
5798.0 | UNIT 2 ACC FAN GRBX OIL HTR 01F | 02-ACC-HTR-01F | 02-LVD-PPL-2411, BR 23 outside of ACC MCC enclosure | no data | no data | 208/120VAC CIRCUIT BREAKER | no data | no data | OPEN | CLOSED | no data | no data
5799.0 | UNIT 2 ACC FAN GRBX OIL HTR 02A | 02-ACC-HTR-02A | 02-LVD-PPL-2411, BR 25 outside of ACC MCC enclosure | no data | no data | 208/120VAC CIRCUIT BREAKER | no data | no data | OPEN | CLOSED | no data | no data
5800.0 | UNIT 2 ACC FAN GRBX OIL HTR 02B | 02-ACC-HTR-02B | 02-LVD-PPL-2411, BR 27 outside of ACC MCC enclosure | no data | no data | 208/120VAC CIRCUIT BREAKER | no data | no data | OPEN | CLOSED | no data | no data
5801.0 | UNIT 2 ACC FAN GRBX OIL HTR 02C | 02-ACC-HTR-02C | 02-LVD-PPL-2411, BR 29 outside of ACC MCC enclosure | no data | no data | 208/120VAC CIRCUIT BREAKER | no data | no data | OPEN | CLOSED | no data | no data
5802.0 | UNIT 2 ACC FAN GRBX OIL HTR 02D | 02-ACC-HTR-02D | 02-LVD-PPL-2411, BR 12 outside of ACC MCC enclosure | no data | no data | 208/120VAC CIRCUIT BREAKER | no data | no data | OPEN | CLOSED | no data | no data
5803.0 | UNIT 2 ACC FAN GRBX OIL HTR 02E | 02-ACC-HTR-02E | 02-LVD-PPL-2411, BR 14 outside of ACC MCC enclosure | no data | no data | 208/120VAC CIRCUIT BREAKER | no data | no data | OPEN | CLOSED | no data | no data
5804.0 | UNIT 2 ACC FAN GRBX OIL HTR 02F | 02-ACC-HTR-02F | 02-LVD-PPL-2411, BR 16 outside of ACC MCC enclosure | no data | no data | 208/120VAC CIRCUIT BREAKER | no data | no data | OPEN | CLOSED | no data | no data
5805.0 | UNIT 2 ACC FAN GRBX OIL HTR 03A | 02-ACC-HTR-03A | 02-LVD-PPL-2411, BR 18 outside of ACC MCC enclosure | no data | no data | 208/120VAC CIRCUIT BREAKER | no data | no data | OPEN | CLOSED | no data | no data
5806.0 | UNIT 2 ACC FAN GRBX OIL HTR 03B | 02-ACC-HTR-03B | 02-LVD-PPL-2411, BR 20 outside of ACC MCC enclosure | no data | no data | 208/120VAC CIRCUIT BREAKER | no data | no data | OPEN | CLOSED | no data | no data
5807.0 | UNIT 2 ACC FAN GRBX OIL HTR 03C | 02-ACC-HTR-03C | 02-LVD-PPL-2411, BR 22 outside of ACC MCC enclosure | no data | no data | 208/120VAC CIRCUIT BREAKER | no data | no data | OPEN | CLOSED | no data | no data
5808.0 | UNIT 2 ACC FAN GRBX OIL HTR 03D | 02-ACC-HTR-03D | 02-LVD-PPL-2411, BR 24 outside of ACC MCC enclosure | no data | no data | 208/120VAC CIRCUIT BREAKER | no data | no data | OPEN | CLOSED | no data | no data
5809.0 | UNIT 2 ACC FAN GRBX OIL HTR 03E | 02-ACC-HTR-03E | 02-LVD-PPL-2411, BR 26 outside of ACC MCC enclosure | no data | no data | 208/120VAC CIRCUIT BREAKER | no data | no data | OPEN | CLOSED | no data | no data
5810.0 | UNIT 2 ACC FAN GRBX OIL HTR 03F | 02-ACC-HTR-03F | 02-LVD-PPL-2411, BR 28 outside of ACC MCC enclosure | no data | no data | 208/120VAC CIRCUIT BREAKER | no data | no data | OPEN | CLOSED | no data | no data
5811.0 | UNIT 2 ACC FAN GRBX OIL HTR 04A | 02-ACC-HTR-04A | 02-LVD-PPL-2411, BR 30 outside of ACC MCC enclosure | no data | no data | 208/120VAC CIRCUIT BREAKER | no data | no data | OPEN | CLOSED | no data | no data
5813.0 | 1A BFP HP manual discharge bypass | 01-vbfw271a | PIPE RACK | no data | no data | Valve | no data | no data | CLOSED | CLOSED | no data | no data
5815.0 | FG compressor"C" gas inlet | 00-VFGS204F | no data | FUEL GAS COMPRESSOR "C" | no data | no data | FGS | no data | CLOSED | OPEN | no data | no data
5816.0 | FG compressor"C" gas outlet | 00-VFGS207F | no data | FUEL GAS COMPRESSOR "C" | no data | no data | FGS | no data | CLOSED | OPEN | no data | no data
5819.0 | U2C LRVP Seal water make up SWS105 | null | U2 ACC AREA | no data | no data | Valve | no data | no data | CLOSED | OPEN | no data | no data
5820.0 | 02-ARM-V-901A LRVP C Seal water manual valve | null | U2 ACC AREA | no data | no data |  | no data | no data | CLOSED | OPEN | no data | no data
5821.0 | Sodium Hypochlorite Discharge Isolation | 00-VDWT650F | SERVICE WATER TANK AREA | no data | no data | Valve | no data | no data | CLOSED | OPEN | no data | no data
5822.0 | 00-DWT-CPL-02B DWT Two Pass ROB Control Panel | null | 02-HRG-MCC121 13FJ | no data | no data | Breaker | no data | no data | OPEN | CLOSED | no data | no data
5824.0 | RO "B" SERVICE WATER SUPPLY TO BAG FILTER | 00-VDWT774 | WATER TREATMENT BUILDING | no data | no data |  | no data | no data | CLOSED | OPEN | no data | no data
5827.0 | ROB Flush Water ISO | null | WATER TREATMENT BLDG | no data | no data | Valve | no data | no data | CLOSED | OPEN | no data | no data
5828.0 | RO "B" 1ST STAGE CONCENTRATE OUTLET ISOLATION VALVE | 00-VDWT783 | WATER TREATMENT BUILDING | no data | no data |  | no data | no data | CLOSED | OPEN | no data | no data
5829.0 | VDWT600 ROB 2nd Pass Permeate Vent | null | WATER TREATMENT BLDG | no data | no data | Valve | no data | no data | OPEN | CLOSED | no data | no data
5830.0 | U1 Closing/Pri fuse for 01-SYD-BKR-01 | 01-SYD-BKR-01 | Switch Yard | no data | no data | Breaker | no data | no data | OPEN | CLOSED | no data | no data
5831.0 | U1 Switch Yard Disconnect | 01-SYD-DSW-02 | U1 | no data | no data | disconnect switch | no data | no data | OPEN | CLOSED | no data | no data
5832.0 | 3000A Main Breaker 52-1-M1 | 00-UAT-XFR-1 | MVB SWITHCGEAR 1, CUBICLE 7B | no data | no data | 13.8 KV RACK-OUT BREAKER | no data | no data | OPEN | CLOSED | no data | no data
5833.0 | U1 GCB 57TG-1 | 01-HYH-GCB132E | GCB landing | no data | no data |  | no data | no data | CLOSED | OPEN | no data | no data
5834.0 | GCB Disconnect 89G-1 | 89G-1 | GCB landing | no data | no data | DISCONNECT | no data | no data | OPEN | CLOSED | no data | no data
5835.0 | Generator Site Ground 57GG-1 | GeneratorSiteGround57GG-1 | U1 Generator | no data | no data |  | no data | no data | CLOSED | OPEN | no data | no data
5836.0 | SFC TO U1 GENERATOR DISCONNECT | 89SS-1 | GSB | no data | no data | DISCONNECT | no data | no data | OPEN |  | no data | no data
5837.0 | SFC TO U1 GENERATOR DISCONNECT | 89SS-1 | GSB | no data | no data | DISCONNECT | no data | no data | OPEN |  | no data | no data
5838.0 | DISCONNECT DOWNSTREAM OF GCB | 89G-1 | GCB landing | no data | no data | DISCONNECT | no data | no data | OPEN | CLOSED | no data | no data
5843.0 | HRSG 1 LP SPARGING STEAM SHUTOFF MOV HANDWHEEL | 01-MOV-HLS944H | HRSG WEST | no data | no data | MOV handwheel | no data | no data | CLOSED | CLOSED | no data | no data
5844.0 | HRSG 1 IP SPARGING STEAM STOP MOV HANDWHEEL | 01-MOV-HIS909H | HRSG WEST | no data | no data | MOV handwheel | no data | no data | CLOSED | CLOSED | no data | no data
5845.0 | HRSG 1 HP SPARGING STEAM MOV HANDWHEEL | 01-MOV-HHS904H | HRSG WEST | no data | no data | MOV handwheel | no data | no data | CLOSED | CLOSED | no data | no data
5846.0 | Steam to HP Evap MOV bypass | 01-VHHS904 | no data | Sparging | no data | no data | no data | no data | CLOSED | CLOSED | no data | no data
5847.0 | AUX BLR FEED WTR ISOLATION MOV 480VAC | 00-MOV-AXS-900 | 02-LVB-PPL-1215 BR 14-16-18 | no data | no data | 480 V CIRCUIT BREACKER | no data | no data | OPEN | CLOSED | no data | no data
5850.0 | Emergency Lube Oil Pump Motor | 01MPV01AP401-M01 | TCP | no data | no data | Breaker | no data | no data | OPEN | CLOSED | no data | no data
5851.0 | UNIT 1 MAIN LUBE OIL PUMP MOTOR A | 01MPV01AP101-M01 | HRSG-1 ENCLOSURE MCC 111 CUBICLE 2FM | no data | no data | 480 V MOLDED CASE BREAKER | no data | no data | OPEN | CLOSED | no data | no data
5856.0 | 2000 Main Breaker 52-11-M1 | 00-MVB-SWG-11 | MVB, DC DISTRIBUTION PANEL 01-LVE-PPL-01, F10.3 | no data | no data | 6.9 KV RACK-OUT BREAKER | no data | no data | OPEN | CLOSED | no data | no data
5857.0 | U1 Closing/Pri fuse for 01-SYD-BKR-01 | 01-SYD-BKR-01 | Switch Yard | no data | no data | Breaker | no data | no data | OPEN | CLOSED | no data | no data
5858.0 | U1 Switch Yard Disconnect | 01-SYD-DSW-02 | U1 | no data | no data | disconnect switch | no data | no data | OPEN | CLOSED | no data | no data
5859.0 | U1 Switch Yard Disconnect DC breaker | 01-SYD-DSW-02Brker2224 | U1 switch yard Bldg- 00-LVE-PPL-01 125VDC Panelboard | no data | no data | DC Breaker | no data | no data | OPEN | CLOSED | no data | no data
5860.0 | 3000A Main Breaker 52-1-M1 | 00-UAT-XFR-1 | MVB SWITHCGEAR 1, CUBICLE 7B | no data | no data | 13.8 KV RACK-OUT BREAKER | no data | no data | OPEN | CLOSED | no data | no data
5861.0 | U1 GCB 57TG-1 | 01-HYH-GCB132E | GCB landing | no data | no data |  | no data | no data | CLOSED | OPEN | no data | no data
5862.0 | U2 GCB Disconnect 89G-2 | 89G-1 | U2 GCB landing | no data | no data | DISCONNECT | no data | no data | OPEN | CLOSED | no data | no data
5863.0 | U2Generator Side Ground 57GG-2 | 57GG-2 | U2 Generator | no data | no data |  | no data | no data | CLOSED | OPEN | no data | no data
5864.0 | SFC TO U2 GENERATOR DISCONNECT | 89SS-2 | U2 GSB | no data | no data | DISCONNECT | no data | no data | OPEN |  | no data | no data
5865.0 | CO2 ACTUATION LINE ISOLATION VALVE | 02SGJ02AA001 | West sie of U2 turnbine building | no data | no data |  | no data | no data | CLOSED | OPEN | no data | no data
5866.0 | SLIP RING HOUSING ISOLATION VALVE | 02SGJ02AA202 | West sie of U2 turnbine building | no data | no data |  | no data | no data | CLOSED | OPEN | no data | no data
5867.0 | U2 Closing/Pri fuse for 02-SYD-BKR-01 | 02-SYD-BKR-01 | Switch Yard | no data | no data | Breaker | no data | no data | OPEN | CLOSED | no data | no data
5868.0 | U2 Switch Yard Disconnect | 02-SYD-DSW-02 | Switch Yard | no data | no data | disconnect switch | no data | no data | OPEN | CLOSED | no data | no data
5869.0 | U2 Switch Yard Disconnect DC breaker | 02-SYD-DSW-02 | U2 switch yard Bldg- 00-LVE-PPL-02 125VDC Panelboard, Br 22/24 | no data | no data | DC Breaker | no data | no data | OPEN | CLOSED | no data | no data
5870.0 | U2 Generator Disconnect GCB 89G | 89G-2Q9 | U2 GCB landing | no data | no data |  | no data | no data | OPEN | CLOSED | no data | no data
5871.0 | U2 GCB Ground (transformer side) | Q82 | GCB landing | no data | no data |  | no data | no data | CLOSED | OPEN | no data | no data
5873.0 | ANR/NB Emergency Shut Off valve | 00-YV-FGS800 | FGS yard | no data | no data |  | no data | no data | CLOSED | OPEN | no data | no data
5874.0 | TB-DC1 fuse #5 | Forney-B10287-070-06 | Unit 1 Duct burner skid area | no data | no data | Fuse | no data | no data | pulled | inserted | no data | no data
5875.0 | TB-DC1 fuse # 6 | Forney-B10287-070-06 | Unit 1 DB skid | no data | no data | Fuse | no data | no data | pulled | inserted | no data | no data
5876.0 | TB-DC1 fuse # 8 | Forney-B10287-070-06 | Unit 1 DB skid | no data | no data | Fuse | no data | no data | pulled | inserted | no data | no data
5877.0 | TB-DC1 fuse # 9 | forney-B10287-070-06 | Unit 1 DB skid area | no data | no data | Fuse | no data | no data | pulled | inserted | no data | no data
5878.0 | TB-AC1 fuse # 7 | ForneyB10287-070-05A | Unit 1 DB skid | no data | no data | Fuse | no data | no data | pulled | inserted | no data | no data
5879.0 | U2 Switch Yard Disconnect | 02-SYD-DSW-01 | Switch Yard | no data | no data | disconnect switch | no data | no data | OPEN | CLOSED | no data | no data
5880.0 | U2 Switch Yard Disconnect DC breaker | 02-SYD-DSW-01 | U2 switch yard Bldg- 00-LVE-PPL-02 125VDC Panelboard, Br 21/23 | no data | no data | DC Breaker | no data | no data | OPEN | CLOSED | no data | no data
5881.0 | SFC TO U2 GENERATOR DISCONNECT | 98SS-2Q91 | GSB | no data | no data | DISCONNECT | no data | no data | OPEN |  | no data | no data
5882.0 | DISCONNECT DOWNSTREAM OF GCB U2 | 98G-2Q9 | GCB landing | no data | no data | DISCONNECT | no data | no data | OPEN | CLOSED | no data | no data
5883.0 | GT ECA COMPRESSOR A VAPOR EXTRACTOR (B) | 02MBH06AN104-M01 | TCP | no data | no data | 480 V MOLDED CASE BREAKER | no data | no data | OPEN | CLOSED | no data | no data
5884.0 | GT ECA COMPRESSOR B VAPOR EXTRACTOR (B) | 02MBH06AN106-M01 | TCP | no data | no data | 480 V MOLDED CASE BREAKER | no data | no data | OPEN | CLOSED | no data | no data
5885.0 | GT ECA COMPRESSOR A ENCLOSURE FAN (A) | 02MBH06AN107-M01 | TCP | no data | no data | 480 V MOLDED CASE BREAKER | no data | no data | OPEN | CLOSED | no data | no data
5886.0 | GT ECA COMPRESSOR A ENCLOSURE FAN (B) | 02MBH06AN108-M01 | TCP | no data | no data | 480 V MOLDED CASE BREAKER | no data | no data | OPEN | CLOSED | no data | no data
5887.0 | GT ECA COMPRESSOR B ENCLOSURE FAN (A) | 02MBH06AN109-M01 | TCP | no data | no data | 480 V MOLDED CASE BREAKER | no data | no data | OPEN | CLOSED | no data | no data
5888.0 | GT ECA COMPRESSOR B ENCLOSURE FAN (B) | 02MBH06AN110-M01 | TCP | no data | no data | 480 V MOLDED CASE BREAKER | no data | no data | OPEN | CLOSED | no data | no data
5889.0 | TB-DC1 fuse #5 | Forney-B10287-070-06 | Unit 2 Duct Burner Managment System Cabinet 02-BUR-JBX-01 | no data | no data | Fuse | no data | no data | pulled | inserted | no data | no data
5890.0 | TB-DC1 fuse # 6 | Forney-B10287-070-06 | Unit 2 Duct Burner Managment System Cabinet 02-BUR-JBX-01 | no data | no data | Fuse | no data | no data | pulled | inserted | no data | no data
5891.0 | TB-DC1 fuse # 8 | Forney-B10287-070-06 | Unit 2 Duct Burner Managment System Cabinet 02-BUR-JBX-01 | no data | no data | Fuse | no data | no data | pulled | inserted | no data | no data
5892.0 | TB-DC1 fuse # 9 | forney-B10287-070-06 | Unit 2 Duct Burner Managment System Cabinet 02-BUR-JBX-01 | no data | no data | Fuse | no data | no data | pulled | inserted | no data | no data
5893.0 | TB-AC1 fuse # 7 | ForneyB10287-070-05A | Unit 2 Duct Burner Managment System Cabinet 02-BUR-JBX-01 | no data | no data | Fuse | no data | no data | pulled | inserted | no data | no data
5894.0 | DUCT BURNER SOV | 02-FGS-SOV293 | DUCT BURNER SKID | no data | no data |  | no data | no data | CLOSED | OPEN | no data | no data
5903.0 | UNIT 2 AUX STEAM ISOLATION MOV BYPASS | 02-MOV-AXS322 | U2 2ND LEVEL PIPE RACK | no data | no data | Valve | no data | no data | OPEN | CLOSED | no data | no data
5904.0 | UNIT 2 AUXBLR TO STM SEP INLET BYP HANDWHEEL | 02-MOV-AXS322H | U2 2ND LEVEL PIPE RACK | no data | no data | Valve | no data | no data | CLOSED | CLOSED | no data | no data
5906.0 | UNIT 2 LP SPARGING STEAM SHUTOFF VLV | 02-MOV-HLS944 | 02-LVB-PPL-1214, BR 11 OUTSIDE HRSG SWG ENCLOSURE | no data | no data | 480 V CIRCUIT BREACKER | no data | no data | OPEN | CLOSED | no data | no data
5907.0 | HRSG 2 LP SPARGING STEAM SHUTOFF MOV HANDWHEEL | 02-MOV-HLS944H | HRSG WEST | no data | no data | Valve | no data | no data | CLOSED | CLOSED | no data | no data
5908.0 | HRSG 2 IP SPARGING STEAM STOP MOV HANDWHEEL | 02-MOV-HIS909H |  | no data | no data | Valve | no data | no data | CLOSED | CLOSED | no data | no data
5909.0 | HRSG 2 HP SPARGING STAEM MOV HANDWHEEL | 02-MOV-HHS904 | HRSG WEST | no data | no data | Valve | no data | no data | CLOSED | CLOSED | no data | no data
5917.0 | SFC TO U2 GENERATOR DISCONNECT | 98SS-2Q91 | GSB | no data | no data | DISCONNECT | no data | no data | OPEN |  | no data | no data
5918.0 | DISCONNECT DOWNSTREAM OF GCB U2 | 98G-2Q9 | GCB landing | no data | no data | DISCONNECT | no data | no data | OPEN | CLOSED | no data | no data
5919.0 | GT IGNITION EXCITER | 02MBM01GU001 | TCP; 02BFJ01; CUBICLE 10D | no data | no data | 480 V MOLDED CASE BREAKER | no data | no data | OPEN | CLOSED | no data | no data
5920.0 | GT ECA COMPRESSOR A "A" AUX OIL | 02MBH06AP401-M01 | TCP; 02BMC01; CUBICLE 6C | no data | no data | 480 V MOLDED CASE BREAKER | no data | no data | OPEN | CLOSED | no data | no data
5921.0 | GT ECA COMPRESSOR B AUX OIL | 02MBH06AP402-M01 | TCP; 02BMC01; CUBICLE 6B | no data | no data | 480 V MOLDED CASE BREAKER | no data | no data | OPEN | CLOSED | no data | no data
5922.0 | GT ECA COMPRESSOR A VAPOR EXTRACTOR (A) | 02MBH06AN103-M01 | TCP; 02BFJ01; CUBICLE 13B | no data | no data | 480 V MOLDED CASE BREAKER | no data | no data | OPEN | CLOSED | no data | no data
5923.0 | GT ECA COMPRESSOR A VAPOR EXTRACTOR (B) | 02MBH06AN104-M01 | TCP; 02BMC01; CUBICLE 7A | no data | no data | 480 V MOLDED CASE BREAKER | no data | no data | OPEN | CLOSED | no data | no data
5924.0 | GT ECA COMPRESSOR B VAPOR EXTRACTOR (A) | 02MBH06AN105-M01 | TCP; 02BFJ01; CUBICLE 13A | no data | no data | 480 V MOLDED CASE BREAKER | no data | no data | OPEN | CLOSED | no data | no data
5925.0 | GT ECA COMPRESSOR B VAPOR EXTRACTOR (B) | 02MBH06AN106-M01 | TCP; 02BMC01; CUBICLE 1A | no data | no data | 480 V MOLDED CASE BREAKER | no data | no data | OPEN | CLOSED | no data | no data
5926.0 | GT ECA COMPRESSOR A ENCLOSURE FAN (A) | 02MBH06AN107-M01 | TCP; 02BFJ01; CUBICLE 9A | no data | no data | 480 V MOLDED CASE BREAKER | no data | no data | OPEN | CLOSED | no data | no data
5927.0 | GT ECA COMPRESSOR A ENCLOSURE FAN (B) | 02MBH06AN108-M01 | TCP; 02BFJ01; CUBICLE 12B | no data | no data | 480 V MOLDED CASE BREAKER | no data | no data | OPEN | CLOSED | no data | no data
5928.0 | GT ECA COMPRESSOR B ENCLOSURE FAN (A) | 02MBH06AN109-M01 | TCP; 02BFJ01; CUBICLE 12A | no data | no data | 480 V MOLDED CASE BREAKER | no data | no data | OPEN | CLOSED | no data | no data
5929.0 | GT ECA COMPRESSOR B ENCLOSURE FAN (B) | 02MBH06AN110-M01 | TCP; 02BFJ01; CUBICLE 12C | no data | no data | 480 V MOLDED CASE BREAKER | no data | no data | OPEN | CLOSED | no data | no data
5930.0 | GT ECA COMPRESSOR B OIL HEATER | 02MBH06AH102 | TCP; 02BFJ01; CUBICLE 11C | no data | no data | 480 V MOLDED CASE BREAKER | no data | no data | OPEN | CLOSED | no data | no data
5931.0 | GT ECA COMPRESSOR A OIL HEATER | 02MBH06AH101 | TCP; 02BFJ01; CUBICLE 11B | no data | no data | 480 V MOLDED CASE BREAKER | no data | no data | OPEN | CLOSED | no data | no data
5932.0 | GT PACKAGE VENTILATION FAN A | 02MBA11AN101-M01 | TCP; 02BMC01; CUBICLE 8A | no data | no data | 480 V MOLDED CASE BREAKER | no data | no data | OPEN | CLOSED | no data | no data
5933.0 | GT PACKAGE VENTILATION FAN B | 02MBA11AN102-M01 | TCP; 02BMC01; CUBICLE 9A | no data | no data | 480 V MOLDED CASE BREAKER | no data | no data | OPEN | CLOSED | no data | no data
5934.0 | TB-DC1 fuse #5 | Forney-B10287-070-06 | Unit 2 Duct Burner Managment System Cabinet 02-BUR-JBX-01 | no data | no data | Fuse | no data | no data | pulled | inserted | no data | no data
5935.0 | TB-DC1 fuse # 6 | Forney-B10287-070-06 | Unit 2 Duct Burner Managment System Cabinet 02-BUR-JBX-01 | no data | no data | Fuse | no data | no data | pulled | inserted | no data | no data
5936.0 | TB-DC1 fuse # 8 | Forney-B10287-070-06 | Unit 2 Duct Burner Managment System Cabinet 02-BUR-JBX-01 | no data | no data | Fuse | no data | no data | pulled | inserted | no data | no data
5937.0 | TB-DC1 fuse # 9 | forney-B10287-070-06 | Unit 2 Duct Burner Managment System Cabinet 02-BUR-JBX-01 | no data | no data | Fuse | no data | no data | pulled | inserted | no data | no data
5938.0 | TB-AC1 fuse # 7 | ForneyB10287-070-05A | Unit 2 Duct Burner Managment System Cabinet 02-BUR-JBX-01 | no data | no data | Fuse | no data | no data | pulled | inserted | no data | no data
5939.0 | DUCT BURNER SOV | 02-FGS-SOV293 | DUCT BURNER SKID | no data | no data |  | no data | no data | CLOSED | OPEN | no data | no data
5943.0 | Battery#1 feed to SFC | QE10 |  | no data | no data |  | no data | no data | Off | CLOSED | no data | no data
5944.0 | Battery#2 feed to SFC | QE20 |  | no data | no data |  | no data | no data | Off | CLOSED | no data | no data
5945.0 | Control Power to SFC | QF01 |  | no data | no data |  | no data | no data | OPEN | CLOSED | no data | no data
5946.0 | Accumulator tank "D" sypply valve | 01MBV01AA504 | LUBE OIL TANK | no data | no data |  | no data | no data | CLOSED | OPEN | no data | no data
5951.0 | Accumulator tank "D" sypply valve | 01MBV01AA504 | LUBE OIL TANK | no data | no data |  | no data | no data | CLOSED | OPEN | no data | no data
5956.0 | Emergency Lube Oil Pump Motor | 02MPV01AP401-M01 | TCP | no data | no data | Breaker | no data | no data | OPEN | CLOSED | no data | no data
5957.0 | Lube oil filter switching valve | 01MPV01AT101 | Lube oil system | no data | no data |  | no data | no data | North filter | North filter | no data | no data
5959.0 | South Filter Dirty Side Drain | 01MBV01AA915 |  | no data | no data |  | no data | no data | OPEN | CLOSED | no data | no data
5964.0 | FGC "B" purge valve | 00-VFGS542A | Inide FGC "B" enclosure | no data | no data | Valve | no data | no data | CLOSED | OPEN | no data | no data
5968.0 | DWT TWO PASS RO A CONTROL PNL | 00-DWT-CPL-02A | HRSG-2 ENCLSURE 480V MCC 221, CUBICLE 13FF | no data | no data | 480 V MOLDED CASE BREAKER | no data | no data | OPEN | CLOSED | no data | no data
5970.0 | RO "A" SERVICE WATER SUPPLY TO BAG FILTER | 00-VDWT716 | WATER TREATMENT BUILDING | no data | no data |  | no data | no data | CLOSED | OPEN | no data | no data
5974.0 | 00-INJ-DWT802 Caustic Inj Isolation | null | WATER TREATMENT BLDG | no data | no data |  | no data | no data | CLOSED | OPEN | no data | no data
5975.0 | 01-VHHS994 U1 HP Sparging Drain Block | null | HP Sparging Steam | no data | no data |  | no data | no data | OPEN | CLOSED | no data | no data
5976.0 | 01-VHHS995 U1 HP Sparging Drain | null | HP Sparging Steam | no data | no data |  | no data | no data | OPEN | CLOSED | no data | no data
5982.0 | UNIT 2 AUX STEAM ISOLATION MOV BYPASS | 02-MOV-AXS322 | U2 2ND LEVEL PIPE RACK | no data | no data | Valve | no data | no data | OPEN | CLOSED | no data | no data
5985.0 | UNIT 2 LP SPARGING STEAM SHUTOFF VLV | 02-MOV-HLS944 | 02-LVB-PPL-1214, BR 11 OUTSIDE HRSG SWG ENCLOSURE | no data | no data | 480 V CIRCUIT BREACKER | no data | no data | OPEN | CLOSED | no data | no data
5986.0 | HRSG 2 LP SPARGING STEAM SHUTOFF MOV HANDWHEEL | 02-MOV-HLS944H | HRSG WEST | no data | no data | Valve | no data | no data | CLOSED | CLOSED | no data | no data
5987.0 | HRSG 2 IP SPARGING STEAM STOP MOV HANDWHEEL | 02-MOV-HIS909H |  | no data | no data | Valve | no data | no data | CLOSED | CLOSED | no data | no data
5988.0 | HRSG 2 HP SPARGING STAEM MOV HANDWHEEL | 02-MOV-HHS904 | HRSG WEST | no data | no data | Valve | no data | no data | CLOSED | CLOSED | no data | no data
6000.0 | SFC TO U1 GENERATOR DISCONNECT | 89SS-1-1Q91 | GSB | no data | no data | DISCONNECT | no data | no data | OPEN | CLOSED | no data | no data
6001.0 | DISCONNECT DOWNSTREAM OF GCB U1 | 89G-1-1Q9 | GCB landing | no data | no data | DISCONNECT | no data | no data | OPEN | CLOSED | no data | no data
6002.0 | GT ECA COMPRESSOR A VAPOR extractor (B) | 01MBH06AN104-M01 | TCP | no data | no data | 480 V MOLDED CASE BREAKER | no data | no data | OPEN | CLOSED | no data | no data
6003.0 | GT ECA COMPRESSOR B VAPOR extractor (B) | 01MBH06AN106-M01 | TCP | no data | no data | 480 V MOLDED CASE BREAKER | no data | no data | OPEN | CLOSED | no data | no data
6004.0 | GT ECA COMPRESSOR "A" ENCLOSURE FAN (A) | 01MBH06AN107-M01 | TCP | no data | no data | 480 V MOLDED CASE BREAKER | no data | no data | OPEN | CLOSED | no data | no data
6005.0 | GT ECA COMPRESSOR "A" ENCLOSURE FAN (B) | 01MBH06AN108-M01 | TCP | no data | no data | 480 V MOLDED CASE BREAKER | no data | no data | OPEN | CLOSED | no data | no data
6006.0 | GT ECA COMPRESSOR "B" ENCLOSURE (A) | 01MBH06AN109-M01 | TCP | no data | no data | 480 V MOLDED CASE BREAKER | no data | no data | OPEN | CLOSED | no data | no data
6007.0 | GT ECA COMPRESSOR "B" ENCLOSURE (B) | 01MBH06AN110-M01 | TCP | no data | no data | 480 V MOLDED CASE BREAKER | no data | no data | OPEN | CLOSED | no data | no data
6008.0 | DUCT BURNER SOV | 01-FGS-SOV293 | DUCT BURNER SKID | no data | no data |  | no data | no data | CLOSED | OPEN | no data | no data
6009.0 | CO2 TO GAS TURBINE ENCLOSURE ISOLATION VALVE | 01SGJ02AA103 | West sie of U1 turnbine building | no data | no data |  | no data | no data | CLOSED | OPEN | no data | no data
6011.0 | U2 "E" Seal water supply to vacuum pump | 02-ARM-917A | U2 Vaccuum pump E | no data | no data | Valve | no data | no data | CLOSED | OPEN | no data | no data
6018.0 | HRSG 2 HP STEAM STOP SMALL MOV POWER FEED | 02-MOV-HHS907 | 02-LVB-PPL-1212, BR 12 TOP OF HRSG HP DRUM | no data | no data | 480 V CIRCUIT BREACKER | no data | no data | OPEN | CLOSED | no data | no data
6019.0 | HRSG 2 HP STEAM STOP SMALL MOV HANDWHEEL | 02-MOV-HHS907H | TOP OF HRSG | no data | no data | Valve | no data | no data | CLOSED | AUTO | no data | no data
6020.0 | HRSG 2 HP STEAM STOP SMALL MOV BYPASS | 02-MOV-HHS907BYP | TOP OF HRSG | no data | no data | Valve | no data | no data | CLOSED | CLOSED | no data | no data
6021.0 | HRSG 2 HP STEAM STOP MOV HANDWHEEL | 02-MOV-HHS906H | TOP OF THE HRSG | no data | no data | Valve | no data | no data | CLOSED | AUTO | no data | no data
6022.0 | HRSG 2 HP STEAM STOP MOV BYPASS | 02-MOV-HHS906BYP | TOP OF THE HRSG | no data | no data | Valve | no data | no data | CLOSED | CLOSED | no data | no data
6023.0 | HRSG 2 HP STEAM STOP MOV MAIN PWR FEED | 02-MOV-HHS906 | 02-LVB-PPL-1212, BR 10 TOP OF HRSG HP DRUM | no data | no data | 480 V CIRCUIT BREACKER | no data | no data | OPEN | CLOSED | no data | no data
6024.0 | Nitrogen to CRH | 02-VHRS909 | HRSG upper | HRSG/ST | no data | no data | HRH | no data | CLOSED | CLOSED | no data | no data
6026.0 | HRSG 2 IP STEAM STOP HANDWHEEL | 02-MOV-HIS908 | HRSG ground level | no data | no data | Valve | no data | no data | CLOSED | CLOSED | no data | no data
6027.0 | HRSG 2 IP STEAM STOP BYPASS | 02-MOV-HIS908B |  | no data | no data | Valve | no data | no data | CLOSED | CLOSED | no data | no data
6028.0 | HRSG 2 REHEAT DRN MOV HANDWHEEL | 02-MOV-HRS914H | HRSG ground level | no data | no data | Valve | no data | no data | CLOSED | CLOSED | no data | no data
6029.0 | HRSG 2 IP SH MOV DRN MOV HANDWHEEL | 02-MOV-HIS918H | HRSG ground level | no data | no data | Valve | no data | no data | CLOSED | CLOSED | no data | no data
6030.0 | HRH interstage attemperator isolation | 02-VHRS930 | HRSG ground level | no data | no data | Valve | no data | no data | CLOSED | OPEN | no data | no data
6031.0 | HP Turbine Exhaust Non-return Valve | 02-LBC-01AA101 | U2 TURBINE BLDG | no data | no data | Valve | no data | no data | CLOSED | OPEN | no data | no data
6032.0 | Level Gauge (2) valves | 01-VHHS969 | HRSG upper East | HRSG/ HP Drum | no data | no data | HHS | no data | CLOSED | OPEN | no data | no data
6033.0 | Level Gauge (2) valves | 01-VHHS970 | HRSG upper East | HRSG/ HP Drum | no data | no data | HHS | no data | CLOSED | OPEN | no data | no data
6034.0 | Level Gauge (2) valves | 01-VHHS968 | HRSG upper East | HRSG/ HP Drum | no data | no data | HHS | no data | CLOSED | OPEN | no data | no data
6035.0 | Level Gauge (2) valves | 01-VHHS967 | HRSG upper East | HRSG/ HP Drum | no data | no data | HHS | no data | CLOSED | OPEN | no data | no data
6036.0 | Heat Trace Ckt 22/24 | 02-HTT-HPL-1612 | U2 CRT Landing | no data | no data | Breaker | no data | no data | OPEN | CLOSED | no data | no data
6037.0 | Heat Trace Ckt 13/15 | 02-HTT-HPL-2611 | N of U2 ACC MCC Enclosure | no data | no data | Breaker | no data | no data | OPEN | CLOSED | no data | no data
6038.0 | Heat Trace Ckt 14/16 | 02-HTT-HPL-2611 | N of U2 ACC MCC Enclosure | no data | no data | Breaker | no data | no data | OPEN | CLOSED | no data | no data
6039.0 | Heat Trace Ckt 45/47 | 02-HTT-HPL-2611 | N of U2 ACC MCC Enclosure | no data | no data | Breaker | no data | no data | OPEN | CLOSED | no data | no data
6040.0 | HTT-HPPL 2511 BRK 10/12 CKT 6 | 01-HTT-HPL-2511BRK1012 | U1 ACC MCC Area | no data | no data | Breaker | no data | no data | OPEN | CLOSED | no data | no data
6041.0 | HTT-HPPL 2511 BRK 9/11 CKT 5 | HTT-HPPL2511BRK911 | unit 1 ACC MCC Area | no data | no data | Breaker | no data | no data | OPEN | CLOSED | no data | no data
6042.0 | HTT-HPPL 2511 Breaker 41/43 CKT 21 | HTT-HPPL2511Breaker4143CKT21 | unit 1 ACC MCC Area | no data | no data | Breaker | no data | no data | OPEN | CLOSED | no data | no data
6043.0 | HTT-HPPL 1312 Breaker 22/24 CKT 12 | HTT-HPPL1312Breaker2224CKT12 | U1 CRT Landing | no data | no data | Breaker | no data | no data | OPEN | CLOSED | no data | no data
6044.0 | HTT-HPPL 1312 Breaker 6/8 CKT 4 | HTT-HPPL1312Breaker68CKT4 | U1 CRT Landing | no data | no data | Breaker | no data | no data | OPEN | CLOSED | no data | no data
6045.0 | 01-HTT-HPL-1111 Brker 5/7 CB 03 | Brker57CB03 | Top of U1 HRSG west (between HP and IP drums) | no data | no data | Breaker | no data | no data | OPEN | CLOSED | no data | no data
6046.0 | 01-HTT-HPL-1111 Brker 1/3 CB 01 | Brker13CB01 | Top of U1 HRSG west (between HP and IP drums) | no data | no data | Breaker | no data | no data | OPEN | CLOSED | no data | no data
6047.0 | 01-HTT-HPL-1111 Brker 9/11 CB 05 | Brker911CB05 | Top of U1 HRSG west (between HP and IP drums) | no data | no data | Breaker | no data | no data | OPEN | CLOSED | no data | no data
6048.0 | 01-HTT-HPL-1111 Brker 13/15 CB 07 | Brker1315CB07 | Top of U1 HRSG west (between HP and IP drums) | no data | no data | Breaker | no data | no data | OPEN | CLOSED | no data | no data
6049.0 | 01-HTT-HPL-1111 Brker 17/19 CB 09 | Brker1719CB09 | Top of U1 HRSG west (between HP and IP drums) | no data | no data | Breaker | no data | no data | OPEN | CLOSED | no data | no data
6050.0 | 01-HTT-HPL-1111 Brker 21/23 CB 11 | Brker2123CB11 | Top of U1 HRSG west (between HP and IP drums) | no data | no data | Breaker | no data | no data | OPEN | CLOSED | no data | no data
6051.0 | 01-HTT-HPL-1111 Brker 25/27 CB 13 | Brker2527CB13 | Top of U1 HRSG west (between HP and IP drums) | no data | no data | Breaker | no data | no data | OPEN | CLOSED | no data | no data
6052.0 | 01-HTT-HPL-1111 Brker 29/31 CB 15 | Brker2931CB15 | Top of U1 HRSG west (between HP and IP drums) | no data | no data | Breaker | no data | no data | OPEN | CLOSED | no data | no data
6053.0 | 01-HTT-HPL-1111 Brker 33/35 CB 17 | Brker3335CB17 | Top of U1 HRSG west (between HP and IP drums) | no data | no data | Breaker | no data | no data | OPEN | CLOSED | no data | no data
6054.0 | 01-HTT-HPL-1111 Brker 37/39 CB 19 | Brker3739CB19 | Top of U1 HRSG west (between HP and IP drums) | no data | no data | Breaker | no data | no data | OPEN | CLOSED | no data | no data
6055.0 | 01-HTT-HPL-1111 Brker 41/43 CB 21 | Brker4143CB21 | Top of U1 HRSG west (between HP and IP drums) | no data | no data | Breaker | no data | no data | OPEN | CLOSED | no data | no data
6056.0 | 01-HTT-HPL-1111 Brker 45/47 CB 23 | Brker4547CB23 | Top of U1 HRSG west (between HP and IP drums) | no data | no data | Breaker | no data | no data | OPEN | CLOSED | no data | no data
6057.0 | 01-HTT-HPL-1111 Brker 49/51 CB 25 | Brker4951CB25 | Top of U1 HRSG west (between HP and IP drums) | no data | no data | Breaker | no data | no data | OPEN | CLOSED | no data | no data
6058.0 | 01-HTT-HPL-1111 Brker 53/55 CB 27 | Brker5355CB27 | Top of U1 HRSG west (between HP and IP drums) | no data | no data | Breaker | no data | no data | OPEN | CLOSED | no data | no data
6059.0 | 01-HTT-HPL-1111 Brker 57/59 CB 29 | Brker5759CB29 | Top of U1 HRSG west (between HP and IP drums) | no data | no data | Breaker | no data | no data | OPEN | CLOSED | no data | no data
6060.0 | 01-HTT-HPL-1111 Brker 61/63 CB 31 | Brker6163CB31 | Top of U1 HRSG west (between HP and IP drums) | no data | no data | Breaker | no data | no data | OPEN | CLOSED | no data | no data
6061.0 | 01-HTT-HPL-1111 Brker 65/67 CB 33 | Brker6567CB33 | Top of U1 HRSG west (between HP and IP drums) | no data | no data | Breaker | no data | no data | OPEN | CLOSED | no data | no data
6062.0 | 01-HTT-HPL-1111 Brker 69/71 CB 35 | Brker6971CB35 | Top of U1 HRSG west (between HP and IP drums) | no data | no data | Breaker | no data | no data | OPEN | CLOSED | no data | no data
6063.0 | 01-HTT-HPL-1111 Brker 2/4 CB 2 | Brker24CB2 | Top of unit 1 HRSG west " Between HP/IP Drum" | no data | no data | Breaker | no data | no data | OPEN | CLOSED | no data | no data
6064.0 | 01-HTT-HPL-1111 Brker 73/75 CB 37 | Brker7375CB37 | Top of U1 HRSG west (between HP and IP drums) | no data | no data | Breaker | no data | no data | OPEN | CLOSED | no data | no data
6065.0 | 01-HTT-HPL-1111 Brker 6/8 CB 04 | Brker68CB04 | Top of U1 HRSG west (between HP and IP drums) | no data | no data | Breaker | no data | no data | OPEN | CLOSED | no data | no data
6066.0 | 01-HTT-HPL-1111 Brker 77/79 CB 39 | Brker7779CB39 | Top of U1 HRSG west (between HP and IP drums) | no data | no data | Breaker | no data | no data | OPEN | CLOSED | no data | no data
6067.0 | 01-HTT-HPL-1111 Brker 81 CB 81 | Brker81CB81 | Top of U1 HRSG west (between HP and IP drums) | no data | no data | Breaker | no data | no data | OPEN | CLOSED | no data | no data
6068.0 | 01-HTT-HPL-1111 Brker 10/12 CB 06 | Brker1012CB06 | Top of U1 HRSG west (between HP and IP drums) | no data | no data | Breaker | no data | no data | OPEN | CLOSED | no data | no data
6069.0 | 01-HTT-HPL-1111 Brker 83 CB 83 | Brker83CB83 | Top of U1 HRSG west (between HP and IP drums) | no data | no data | Breaker | no data | no data | OPEN | CLOSED | no data | no data
6070.0 | 01-HTT-HPL-1111 Brker 14/16 CB 08 | Brker1416CB08 | Top of U1 HRSG west (between HP and IP drums) | no data | no data | Breaker | no data | no data | OPEN | CLOSED | no data | no data
6072.0 | 01-HTT-HPL-1111 Brker 18/20 CB 10 | Brker1820CB10 | Top of U1 HRSG west (between HP and IP drums) | no data | no data | Breaker | no data | no data | OPEN | CLOSED | no data | no data
6073.0 | 01-HTT-HPL-1111 Brker 22/24 CB 12 | Brker2224CB12 | Top of U1 HRSG west (between HP and IP drums) | no data | no data | Breaker | no data | no data | OPEN | CLOSED | no data | no data
6074.0 | 01-HTT-HPL-1111 Brker 26/28 CB 14 | Brker2628CB14 | Top of U1 HRSG west (between HP and IP drums) | no data | no data | Breaker | no data | no data | OPEN | CLOSED | no data | no data
6076.0 | 01-HTT-HPL-1111 Brker 30/32 CB 16 | Brker3032CB16 | Top of U1 HRSG west (between HP and IP drums) | no data | no data | Breaker | no data | no data | OPEN | CLOSED | no data | no data
6077.0 | 01-HTT-HPL-1111 Brker 34/36 CB 18 | Brker3436CB18 | Top of U1 HRSG west (between HP and IP drums) | no data | no data | Breaker | no data | no data | OPEN | CLOSED | no data | no data
6078.0 | 01-HTT-HPL-1111 Brker 38/40 CB 20 | Brker3840CB20 | Top of U1 HRSG west (between HP and IP drums) | no data | no data | Breaker | no data | no data | OPEN | CLOSED | no data | no data
6079.0 | 01-HTT-HPL-1111 Brker 42/44 CB 22 | Brker4244CB22 | Top of U1 HRSG west (between HP and IP drums) | no data | no data | Breaker | no data | no data | OPEN | CLOSED | no data | no data
6080.0 | 01-HTT-HPL-1111 Brker 46/48 CB 24 | Brker4648CB24 | Top of U1 HRSG west (between HP and IP drums) | no data | no data | Breaker | no data | no data | OPEN | CLOSED | no data | no data
6081.0 | 01-HTT-HPL-1111 Brker 50/52 CB 26 | Brker5052CB26 | Top of U1 HRSG west (between HP and IP drums) | no data | no data | Breaker | no data | no data | OPEN | CLOSED | no data | no data
6082.0 | 01-HTT-HPL-1111 Brker 54/56 CB 28 | Brker5456CB28 | Top of U1 HRSG west (between HP and IP drums) | no data | no data | Breaker | no data | no data | OPEN | CLOSED | no data | no data
6083.0 | 01-HTT-HPL-1111 Brker 58/60 CB 30 | Brker5860CB30 | Top of U1 HRSG west (between HP and IP drums) | no data | no data | Breaker | no data | no data | OPEN | CLOSED | no data | no data
6084.0 | 01-HTT-HPL-1111 Brker 62/64 CB 32 | Brker6264CB32 | Top of U1 HRSG west (between HP and IP drums) | no data | no data | Breaker | no data | no data | OPEN | CLOSED | no data | no data
6085.0 | 01-HTT-HPL-1111 Brker 66/68 CB 34 | Brker6668CB34 | Top of U1 HRSG west (between HP and IP drums) | no data | no data | Breaker | no data | no data | OPEN | CLOSED | no data | no data
6086.0 | 01-HTT-HPL-1111 Brker 70/72 CB 36 | Brker7072CB36 | Top of U1 HRSG west (between HP and IP drums) | no data | no data | Breaker | no data | no data | OPEN | CLOSED | no data | no data
6087.0 | 01-HTT-HPL-1111 Brker 74/76 CB 38 | Brker7476CB38 | Top of U1 HRSG west (between HP and IP drums) | no data | no data | Breaker | no data | no data | OPEN | CLOSED | no data | no data
6088.0 | 01-HTT-HPL-1111 Brker 78/80 CB 39 | Brker7880CB39 | Top of U1 HRSG west (between HP and IP drums) | no data | no data | Breaker | no data | no data | OPEN | CLOSED | no data | no data
6089.0 | 01-HTT-HPL-1111 Brker 82 CB 82 | Brker82CB82 | Top of U1 HRSG west (between HP and IP drums) | no data | no data | Breaker | no data | no data | OPEN | CLOSED | no data | no data
6090.0 | 01-HTT-HPL-1111 Brker 84 CB 84 | Brker84CB84 | Top of U1 HRSG west (between HP and IP drums) | no data | no data | Breaker | no data | no data | OPEN | CLOSED | no data | no data
6091.0 | 01-HTT-HPL-1112 Brker 1/3 CB 01 | Brker13CB01 | Outside of U1 HRSG MCC enclosure (NE corner of the enclosure) | no data | no data | Breaker | no data | no data | OPEN | CLOSED | no data | no data
6092.0 | 01-HTT-HPL-1112 Brker 5/7 CB 03 | Brker57CB03 | Outside of U1 HRSG MCC enclosure (NE corner of the enclosure) | no data | no data | Breaker | no data | no data | OPEN | CLOSED | no data | no data
6093.0 | 01-HTT-HPL-1112 Brker 9/11 CB 05 | Brker911CB05 | Outside of U1 HRSG MCC enclosure (NE corner of the enclosure) | no data | no data | Breaker | no data | no data | OPEN | CLOSED | no data | no data
6094.0 | 01-HTT-HPL-1112 Brker 13/15 CB 07 | Brker1315CB07 | Outside of U1 HRSG MCC enclosure (NE corner of the enclosure) | no data | no data | Breaker | no data | no data | OPEN | CLOSED | no data | no data
6095.0 | 01-HTT-HPL-1112 Brker 17/19 CB 09 | Brker1719CB09 | Outside of U1 HRSG MCC enclosure (NE corner of the enclosure) | no data | no data | Breaker | no data | no data | OPEN | CLOSED | no data | no data
6096.0 | 01-HTT-HPL-1112 Brker 21/23 CB 11 | Brker2123CB11 | Outside of U1 HRSG MCC enclosure (NE corner of the enclosure) | no data | no data | Breaker | no data | no data | OPEN | CLOSED | no data | no data
6097.0 | 01-HTT-HPL-1112 Brker 25/27 CB 13 | Brker2527CB13 | Outside of U1 HRSG MCC enclosure (NE corner of the enclosure) | no data | no data | Breaker | no data | no data | OPEN | CLOSED | no data | no data
6098.0 | 01-HTT-HPL-1112 Brker 29/31 CB 15 | Brker2931CB15 | Outside of U1 HRSG MCC enclosure (NE corner of the enclosure) | no data | no data | Breaker | no data | no data | OPEN | CLOSED | no data | no data
6099.0 | 01-HTT-HPL-1112 Brker 33/35 CB 17 | Brker3335CB17 | Outside of U1 HRSG MCC enclosure (NE corner of the enclosure) | no data | no data | Breaker | no data | no data | OPEN | CLOSED | no data | no data
6100.0 | 01-HTT-HPL-1112 Brker 37/39 CB 19 | Brker3739CB19 | Outside of U1 HRSG MCC enclosure (NE corner of the enclosure) | no data | no data | Breaker | no data | no data | OPEN | CLOSED | no data | no data
6101.0 | 01-HTT-HPL-1112 Brker 41/43 CB 21 | Brker4143CB21 | Outside of U1 HRSG MCC enclosure (NE corner of the enclosure) | no data | no data | Breaker | no data | no data | OPEN | CLOSED | no data | no data
6102.0 | 01-HTT-HPL-1112 Brker 45/47 CB 23 | Brker4547CB23 | Outside of U1 HRSG MCC enclosure (NE corner of the enclosure) | no data | no data | Breaker | no data | no data | OPEN | CLOSED | no data | no data
6103.0 | 01-HTT-HPL-1112 Brker 49/51 CB 25 | Brker4951CB25 | Outside of U1 HRSG MCC enclosure (NE corner of the enclosure) | no data | no data | Breaker | no data | no data | OPEN | CLOSED | no data | no data
6104.0 | 01-HTT-HPL-1112 Brker 53/55 CB 27 | Brker5355CB27 | Outside of U1 HRSG MCC enclosure (NE corner of the enclosure) | no data | no data | Breaker | no data | no data | OPEN | CLOSED | no data | no data
6105.0 | 01-HTT-HPL-1112 Brker 57/59 CB 29 | Brker5759CB29 | Outside of U1 HRSG MCC enclosure (NE corner of the enclosure) | no data | no data | Breaker | no data | no data | OPEN | CLOSED | no data | no data
6106.0 | 01-HTT-HPL-1112 Brker 61/63 CB 31 | Brker6163CB31 | Outside of U1 HRSG MCC enclosure (NE corner of the enclosure) | no data | no data | Breaker | no data | no data | OPEN | CLOSED | no data | no data
6107.0 | 01-HTT-HPL-1112 Brker 65/67 CB 33 | Brker6567CB33 | Outside of U1 HRSG MCC enclosure (NE corner of the enclosure) | no data | no data | Breaker | no data | no data | OPEN | CLOSED | no data | no data
6108.0 | 01-HTT-HPL-1112 Brker 69/71 CB 35 | Brker6971CB35 | Outside of U1 HRSG MCC enclosure (NE corner of the enclosure) | no data | no data | Breaker | no data | no data | OPEN | CLOSED | no data | no data
6109.0 | 01-HTT-HPL-1112 Brker 73/75 CB 37 | Brker7375CB37 | Outside of U1 HRSG MCC enclosure (NE corner of the enclosure) | no data | no data | Breaker | no data | no data | OPEN | CLOSED | no data | no data
6110.0 | 01-HTT-HPL-1112 Brker 77/79 CB 39 | Brker7779CB39 | Outside of U1 HRSG MCC enclosure (NE corner of the enclosure) | no data | no data | Breaker | no data | no data | OPEN | CLOSED | no data | no data
6111.0 | 01-HTT-HPL-1112 Brker 81 CB 81 | Brker81CB81 | Outside of U1 HRSG MCC enclosure (NE corner of the enclosure) | no data | no data | Breaker | no data | no data | OPEN | CLOSED | no data | no data
6112.0 | 01-HTT-HPL-1112 Brker 83 CB 83 | Brker83CB83 | Outside of U1 HRSG MCC enclosure (NE corner of the enclosure) | no data | no data | Breaker | no data | no data | OPEN | CLOSED | no data | no data
6113.0 | 01-HTT-HPL-1112 Brker 2/4 CB 02 | Brker24CB02 | Outside of U1 HRSG MCC enclosure (NE corner of the enclosure) | no data | no data | Breaker | no data | no data | OPEN | CLOSED | no data | no data
6114.0 | 01-HTT-HPL-1112 Brker 6/8 CB 04 | Brker68CB04 | Outside of U1 HRSG MCC enclosure (NE corner of the enclosure) | no data | no data | Breaker | no data | no data | OPEN | CLOSED | no data | no data
6115.0 | 01-HTT-HPL-1112 Brker 10/12 CB 06 | Brker1012CB06 | Outside of U1 HRSG MCC enclosure (NE corner of the enclosure) | no data | no data | Breaker | no data | no data | OPEN | CLOSED | no data | no data
6116.0 | 01-HTT-HPL-1112 Brker 14/16 CB 08 | Brker1416CB08 | Outside of U1 HRSG MCC enclosure (NE corner of the enclosure) | no data | no data | Breaker | no data | no data | OPEN | CLOSED | no data | no data
6117.0 | 01-HTT-HPL-1112 Brker 18/20 CB 10 | Brker1820CB10 | Outside of U1 HRSG MCC enclosure (NE corner of the enclosure) | no data | no data | Breaker | no data | no data | OPEN | CLOSED | no data | no data
6118.0 | 01-HTT-HPL-1112 Brker 22/24 CB 12 | Brker2224CB12 | Outside of U1 HRSG MCC enclosure (NE corner of the enclosure) | no data | no data | Breaker | no data | no data | OPEN | CLOSED | no data | no data
6119.0 | 01-HTT-HPL-1112 Brker 26/28 CB 14 | Brker2628CB14 | Outside of U1 HRSG MCC enclosure (NE corner of the enclosure) | no data | no data | Breaker | no data | no data | OPEN | CLOSED | no data | no data
6120.0 | 01-HTT-HPL-1112 Brker 30/32 CB 16 | Brker3032CB16 | Outside of U1 HRSG MCC enclosure (NE corner of the enclosure) | no data | no data | Breaker | no data | no data | OPEN | CLOSED | no data | no data
6121.0 | 01-HTT-HPL-1112 Brker 34/36 CB 18 | Brker3436CB18 | Outside of U1 HRSG MCC enclosure (NE corner of the enclosure) | no data | no data | Breaker | no data | no data | OPEN | CLOSED | no data | no data
6122.0 | 01-HTT-HPL-1112 Brker 38/40 CB 20 | Brker3840CB20 | Outside of U1 HRSG MCC enclosure (NE corner of the enclosure) | no data | no data | Breaker | no data | no data | OPEN | CLOSED | no data | no data
6123.0 | 01-HTT-HPL-1112 Brker 42/44 CB 22 | Brker4244CB22 | Outside of U1 HRSG MCC enclosure (NE corner of the enclosure) | no data | no data | Breaker | no data | no data | OPEN | CLOSED | no data | no data
6124.0 | 01-HTT-HPL-1112 Brker 46/48 CB 24 | Brker4648CB24 | Outside of U1 HRSG MCC enclosure (NE corner of the enclosure) | no data | no data | Breaker | no data | no data | OPEN | CLOSED | no data | no data
6125.0 | 01-HTT-HPL-1112 Brker 50/52 CB 26 | Brker5052CB26 | Outside of U1 HRSG MCC enclosure (NE corner of the enclosure) | no data | no data | Breaker | no data | no data | OPEN | CLOSED | no data | no data
6126.0 | 01-HTT-HPL-1112 Brker 54/56 CB 28 | Brker5456CB28 | Outside of U1 HRSG MCC enclosure (NE corner of the enclosure) | no data | no data | Breaker | no data | no data | OPEN | CLOSED | no data | no data
6127.0 | 01-HTT-HPL-1112 Brker 58/60 CB 30 | Brker5860CB30 | Outside of U1 HRSG MCC enclosure (NE corner of the enclosure) | no data | no data | Breaker | no data | no data | OPEN | CLOSED | no data | no data
6128.0 | 01-HTT-HPL-1112 Brker 62/64 CB 32 | Brker6264CB32 | Outside of U1 HRSG MCC enclosure (NE corner of the enclosure) | no data | no data | Breaker | no data | no data | OPEN | CLOSED | no data | no data
6129.0 | 01-HTT-HPL-1112 Brker 66/68 CB 34 | Brker6668CB34 | Outside of U1 HRSG MCC enclosure (NE corner of the enclosure) | no data | no data | Breaker | no data | no data | OPEN | CLOSED | no data | no data
6130.0 | 01-HTT-HPL-1112 Brker 70/72 CB 36 | Brker7072CB36 | Outside of U1 HRSG MCC enclosure (NE corner of the enclosure) | no data | no data | Breaker | no data | no data | OPEN | CLOSED | no data | no data
6131.0 | 01-HTT-HPL-1112 Brker 74/76 CB 38 | Brker7476CB38 | Outside of U1 HRSG MCC enclosure (NE corner of the enclosure) | no data | no data | Breaker | no data | no data | OPEN | CLOSED | no data | no data
6132.0 | 01-HTT-HPL-1112 Brker 78/80 CB 40 | Brker7880CB40 | Outside of U1 HRSG MCC enclosure (NE corner of the enclosure) | no data | no data | Breaker | no data | no data | OPEN | CLOSED | no data | no data
6133.0 | 01-HTT-HPL-1112 Brker 82 CB 82 | Brker82CB82 | Outside of U1 HRSG MCC enclosure (NE corner of the enclosure) | no data | no data | Breaker | no data | no data | OPEN | CLOSED | no data | no data
6134.0 | 01-HTT-HPL-1112 Brker 84 CB 84 | Brker84CB84 | Outside of U1 HRSG MCC enclosure (NE corner of the enclosure) | no data | no data | Breaker | no data | no data | OPEN | CLOSED | no data | no data
6135.0 | 01-HTT-HPL-1113 Brker 2/4 CB 02 | Brker24CB02 | Outside of U1 HRSG MCC enclosure (fuel Gas) | no data | no data | Breaker | no data | no data | OPEN | CLOSED | no data | no data
6136.0 | 01-HTT-HPL-1113 Brker 6/8 CB 04 | Brker68CB04 | Outside of U1 HRSG MCC enclosure (fuel Gas) | no data | no data | Breaker | no data | no data | OPEN | CLOSED | no data | no data
6137.0 | 01-HTT-HPL-1113 Brker 10/12 CB 06 | Brker1012CB06 | Outside of U1 HRSG MCC enclosure (fuel Gas) | no data | no data | Breaker | no data | no data | OPEN | CLOSED | no data | no data
6138.0 | 01-HTT-HPL-1113 Brker 14/16 CB 08 | Brker1416CB08 | Outside of U1 HRSG MCC enclosure (fuel Gas) | no data | no data | Breaker | no data | no data | OPEN | CLOSED | no data | no data
6139.0 | 01-HTT-HPL-1113 Brker 14/16 CB 08 | Brker1416CB08 | Outside of U1 HRSG MCC enclosure (fuel Gas) | no data | no data | Breaker | no data | no data | OPEN | CLOSED | no data | no data
6140.0 | 01-HTT-HPL-1113 Brker 18/20 CB 10 | Brker1820CB10 | Outside of U1 HRSG MCC enclosure (fuel Gas) | no data | no data | Breaker | no data | no data | OPEN | CLOSED | no data | no data
6141.0 | 01-HTT-HPL-1113 Brker 22/24 CB 12 | Brker2224CB12 | Outside of U1 HRSG MCC enclosure (fuel Gas) | no data | no data | Breaker | no data | no data | OPEN | CLOSED | no data | no data
6142.0 | 01-HTT-HPL-1113 Brker 26/28 CB 14 | Brker2628CB14 | Outside of U1 HRSG MCC enclosure (fuel Gas) | no data | no data | Breaker | no data | no data | OPEN | CLOSED | no data | no data
6143.0 | 01-HTT-HPL-1113 Brker 30/32 CB 16 | Brker3032CB16 | Outside of U1 HRSG MCC enclosure (fuel Gas) | no data | no data | Breaker | no data | no data | OPEN | CLOSED | no data | no data
6144.0 | 01-HTT-HPL-1113 Brker 34/36 CB 18 | Brker3436CB18 | Outside of U1 HRSG MCC enclosure (fuel Gas) | no data | no data | Breaker | no data | no data | OPEN | CLOSED | no data | no data
6145.0 | 01-HTT-HPL-1113 Brker 38/40 CB 20 | Brker3840CB20 | Outside of U1 HRSG MCC enclosure (fuel Gas) | no data | no data | Breaker | no data | no data | OPEN | CLOSED | no data | no data
6146.0 | 01-HTT-HPL-1113 Brker 42 CB 42 | Brker42CB42 | Outside of U1 HRSG MCC enclosure (fuel Gas) | no data | no data | Breaker | no data | no data | OPEN | CLOSED | no data | no data
6147.0 | 01-HTT-HPL-1116 Brker 2/4 CB 02 | Brker24CB02 | Outside of U1 HRSG MCC enclosure (Ground Level) | no data | no data | Breaker | no data | no data | OPEN | CLOSED | no data | no data
6148.0 | 01-HTT-HPL-1116 Brker 6/8 CB 04 | Brker68CB04 | Outside of U1 HRSG MCC enclosure (Ground Level) | no data | no data | Breaker | no data | no data | OPEN | CLOSED | no data | no data
6149.0 | 01-HTT-HPL-1116 Brker 10/12 CB 06 | Brker1012CB06 | Outside of U1 HRSG MCC enclosure (Ground Level) | no data | no data | Breaker | no data | no data | OPEN | CLOSED | no data | no data
6150.0 | 01-HTT-HPL-1116 Brker 14/16 CB 08 | Brker1416CB08 | Outside of U1 HRSG MCC enclosure (Ground Level) | no data | no data | Breaker | no data | no data | OPEN | CLOSED | no data | no data
6151.0 | 01-HTT-HPL-1116 Brker 18/20 CB 10 | Brker1820CB10 | Outside of U1 HRSG MCC enclosure (Ground Level) | no data | no data | Breaker | no data | no data | OPEN | CLOSED | no data | no data
6152.0 | 01-HTT-HPL-1116 Brker 22/24 CB 12 | Brker2224CB12 | Outside of U1 HRSG MCC enclosure (Ground Level) | no data | no data | Breaker | no data | no data | OPEN | CLOSED | no data | no data
6153.0 | 01-HTT-HPL-1116 Brker 26/28 CB 14 | Brker2628CB14 | Outside of U1 HRSG MCC enclosure (Ground Level) | no data | no data | Breaker | no data | no data | OPEN | CLOSED | no data | no data
6154.0 | 01-HTT-HPL-1116 Brker 30/32 CB 16 | Brker3032CB16 | Outside of U1 HRSG MCC enclosure (Ground Level) | no data | no data | Breaker | no data | no data | OPEN | CLOSED | no data | no data
6155.0 | 01-HTT-HPL-1116 Brker 34/36 CB 18 | Brker3436CB18 | Outside of U1 HRSG MCC enclosure (Ground Level) | no data | no data | Breaker | no data | no data | OPEN | CLOSED | no data | no data
6156.0 | 01-HTT-HPL-1116 Brker 38/40 CB 20 | Brker3840CB20 | Outside of U1 HRSG MCC enclosure (Ground Level) | no data | no data | Breaker | no data | no data | OPEN | CLOSED | no data | no data
6157.0 | 01-HTT-HPL-1116 Brker 42/44 CB 22 | Brker4244CB22 | Outside of U1 HRSG MCC enclosure (Ground Level) | no data | no data | Breaker | no data | no data | OPEN | CLOSED | no data | no data
6158.0 | 01-HTT-HPL-1116 Brker 46/48 CB 24 | Brker4648CB24 | Outside of U1 HRSG MCC enclosure (Ground Level) | no data | no data | Breaker | no data | no data | OPEN | CLOSED | no data | no data
6159.0 | 01-HTT-HPL-1116 Brker 50/52 CB 26 | Brker5052CB26 | Outside of U1 HRSG MCC enclosure (Ground Level) | no data | no data | Breaker | no data | no data | OPEN | CLOSED | no data | no data
6160.0 | 01-HTT-HPL-1116 Brker 54/56 CB 28 | Brker5456CB28 | Outside of U1 HRSG MCC enclosure (Ground Level) | no data | no data | Breaker | no data | no data | OPEN | CLOSED | no data | no data
6161.0 | 01-HTT-HPL-1116 Brker 58/60 CB 30 | Brker5860CB30 | Outside of U1 HRSG MCC enclosure (Ground Level) | no data | no data | Breaker | no data | no data | OPEN | CLOSED | no data | no data
6162.0 | 01-HTT-HPL-1116 Brker 62/64 CB 32 | Brker6264CB32 | Outside of U1 HRSG MCC enclosure (Ground Level) | no data | no data | Breaker | no data | no data | OPEN | CLOSED | no data | no data
6165.0 | 01-HTT-HPL-1116 Brker 66/68 CB 34 | Brker6668CB34 | Outside of U1 HRSG MCC enclosure (Ground Level) | no data | no data | Breaker | no data | no data | OPEN | CLOSED | no data | no data
6166.0 | 01-HTT-HPL-1116 Brker 70/72 CB 36 | Brker7072CB36 | Outside of U1 HRSG MCC enclosure (Ground Level) | no data | no data | Breaker | no data | no data | OPEN | CLOSED | no data | no data
6167.0 | 01-HTT-HPL-1116 Brker 74/76 CB 38 | Brker7476CB38 | Outside of U1 HRSG MCC enclosure (Ground Level) | no data | no data | Breaker | no data | no data | OPEN | CLOSED | no data | no data
6168.0 | 01-HTT-HPL-1116 Brker 78/80 CB 40 | Brker7880CB40 | Outside of U1 HRSG MCC enclosure (Ground Level) | no data | no data | Breaker | no data | no data | OPEN | CLOSED | no data | no data
6169.0 | 01-HTT-HPL-1116 Brker 82 CB 82 | Brker82CB82 | Outside of U1 HRSG MCC enclosure (Ground Level) | no data | no data | Breaker | no data | no data | OPEN | CLOSED | no data | no data
6170.0 | 01-HTT-HPL-1116 Brker 84 CB 84 | Brker84CB84 | Outside of U1 HRSG MCC enclosure (Ground Level) | no data | no data | Breaker | no data | no data | OPEN | CLOSED | no data | no data
6171.0 | 01-HTT-HPL-1116 Brker 1/3 CB 1 | Brker13CB1 | Outside of U1 HRSG MCC enclosure (SE corner of the enclosure) | no data | no data | Breaker | no data | no data | OPEN | CLOSED | no data | no data
6172.0 | 01-HTT-HPL-1116 Brker 5/7 CB 3 | Brker57CB3 | Outside of U1 HRSG MCC enclosure (SE corner of the enclosure) | no data | no data | Breaker | no data | no data | OPEN | CLOSED | no data | no data
6173.0 | 01-HTT-HPL-1116 Brker 9/11 CB 5 | Brker911CB5 | Outside of U1 HRSG MCC enclosure (SE corner of the enclosure) | no data | no data | Breaker | no data | no data | OPEN | CLOSED | no data | no data
6174.0 | 01-HTT-HPL-1116 Brker 13/15 CB 7 | Brker1315CB7 | Outside of U1 HRSG MCC enclosure (SE corner of the enclosure) | no data | no data | Breaker | no data | no data | OPEN | CLOSED | no data | no data
6175.0 | 01-HTT-HPL-1116 Brker 17/19 CB 9 | Brker1719CB9 | Outside of U1 HRSG MCC enclosure (SE corner of the enclosure) | no data | no data | Breaker | no data | no data | OPEN | CLOSED | no data | no data
6176.0 | 01-HTT-HPL-1116 Brker 21/23 CB 11 | Brker2123CB11 | Outside of U1 HRSG MCC enclosure (SE corner of the enclosure) | no data | no data | Breaker | no data | no data | OPEN | CLOSED | no data | no data
6177.0 | 01-HTT-HPL-1116 Brker 25/27 CB 13 | Brker2527CB13 | Outside of U1 HRSG MCC enclosure (SE corner of the enclosure) | no data | no data | Breaker | no data | no data | OPEN | CLOSED | no data | no data
6178.0 | 01-HTT-HPL-1116 Brker 29/31 CB 15 | Brker2931CB15 | Outside of U1 HRSG MCC enclosure (SE corner of the enclosure) | no data | no data | Breaker | no data | no data | OPEN | CLOSED | no data | no data
6179.0 | 01-HTT-HPL-1116 Brker 33/35 CB 17 | Brker3335CB17 | Outside of U1 HRSG MCC enclosure (SE corner of the enclosure) | no data | no data | Breaker | no data | no data | OPEN | CLOSED | no data | no data
6180.0 | 01-HTT-HPL-1116 Brker 37/39 CB 19 | Brker3739CB19 | Outside of U1 HRSG MCC enclosure (SE corner of the enclosure) | no data | no data | Breaker | no data | no data | OPEN | CLOSED | no data | no data
6181.0 | 01-HTT-HPL-1116 Brker 41/43 CB 21 | Brker4143CB21 | Outside of U1 HRSG MCC enclosure (SE corner of the enclosure) | no data | no data | Breaker | no data | no data | OPEN | CLOSED | no data | no data
6182.0 | 01-HTT-HPL-1116 Brker 45/47 CB 23 | Brker4547CB23 | Outside of U1 HRSG MCC enclosure (SE corner of the enclosure) | no data | no data | Breaker | no data | no data | OPEN | CLOSED | no data | no data
6183.0 | 01-HTT-HPL-1116 Brker 49/51 CB 25 | Brker4951CB25 | Outside of U1 HRSG MCC enclosure (SE corner of the enclosure) | no data | no data | Breaker | no data | no data | OPEN | CLOSED | no data | no data
6184.0 | 01-HTT-HPL-1116 Brker 53/55 CB 27 | Brker5355CB27 | Outside of U1 HRSG MCC enclosure (SE corner of the enclosure) | no data | no data | Breaker | no data | no data | OPEN | CLOSED | no data | no data
6185.0 | 01-HTT-HPL-1116 Brker 57/59 CB 29 | Brker5759CB29 | Outside of U1 HRSG MCC enclosure (SE corner of the enclosure) | no data | no data | Breaker | no data | no data | OPEN | CLOSED | no data | no data
6186.0 | 01-HTT-HPL-1116 Brker 61/63 CB 31 | Brker6163CB31 | Outside of U1 HRSG MCC enclosure (SE corner of the enclosure) | no data | no data | Breaker | no data | no data | OPEN | CLOSED | no data | no data
6187.0 | 01-HTT-HPL-1116 Brker 65/67 CB 33 | Brker6567CB33 | Outside of U1 HRSG MCC enclosure (SE corner of the enclosure) | no data | no data | Breaker | no data | no data | OPEN | CLOSED | no data | no data
6188.0 | 01-HTT-HPL-1116 Brker 69/71 CB 35 | Brker6971CB35 | Outside of U1 HRSG MCC enclosure (SE corner of the enclosure) | no data | no data | Breaker | no data | no data | OPEN | CLOSED | no data | no data
6189.0 | 01-HTT-HPL-1116 Brker 73/75 CB 37 | Brker7375CB37 | Outside of U1 HRSG MCC enclosure (SE corner of the enclosure) | no data | no data | Breaker | no data | no data | OPEN | CLOSED | no data | no data
6190.0 | 01-HTT-HPL-1116 Brker 77/79 CB 39 | Brker7779CB39 | Outside of U1 HRSG MCC enclosure (SE corner of the enclosure) | no data | no data | Breaker | no data | no data | OPEN | CLOSED | no data | no data
6191.0 | 01-HTT-HPL-1116 Brker 81 CB 81 | Brker81CB81 | Outside of U1 HRSG MCC enclosure (SE corner of the enclosure) | no data | no data | Breaker | no data | no data | OPEN | CLOSED | no data | no data
6192.0 | 01-HTT-HPL-1116 Brker 83 CB 83 | Brker83CB83 | Outside of U1 HRSG MCC enclosure (SE corner of the enclosure) | no data | no data | Breaker | no data | no data | OPEN | CLOSED | no data | no data
6193.0 | 01-HTT-HPL-1113 Brker 1/3 CB 1 | Brker13CB1 | Near the Gas Chromotograph enclosure | no data | no data | Breaker | no data | no data | OPEN | CLOSED | no data | no data
6194.0 | 01-HTT-HPL-1113 Brker 5/7 CB 3 | Brker57CB3 | Near the Gas Chromotograph enclosure | no data | no data | Breaker | no data | no data | OPEN | CLOSED | no data | no data
6195.0 | 01-HTT-HPL-1113 Brker 9/11 CB 5 | Brker911CB5 | Near the Gas Chromotograph enclosure | no data | no data | Breaker | no data | no data | OPEN | CLOSED | no data | no data
6196.0 | 01-HTT-HPL-1113 Brker 13/15 CB 7 | Brker1315CB7 | Near the Gas Chromotograph enclosure | no data | no data | Breaker | no data | no data | OPEN | CLOSED | no data | no data
6197.0 | 01-HTT-HPL-1113 Brker 17/19 CB 9 | Brker1719CB9 | Near the Gas Chromotograph enclosure | no data | no data | Breaker | no data | no data | OPEN | CLOSED | no data | no data
6198.0 | 01-HTT-HPL-1113 Brker 21/23 CB 11 | Brker2123CB11 | Near the Gas Chromotograph enclosure | no data | no data | Breaker | no data | no data | OPEN | CLOSED | no data | no data
6199.0 | 01-HTT-HPL-1113 Brker 25/27 CB 13 | Brker2527CB13 | Near the Gas Chromotograph enclosure | no data | no data | Breaker | no data | no data | OPEN | CLOSED | no data | no data
6200.0 | 01-HTT-HPL-1113 Brker 29/31 CB 15 | Brker2931CB15 | Near the Gas Chromotograph enclosure | no data | no data | Breaker | no data | no data | OPEN | CLOSED | no data | no data
6201.0 | 01-HTT-HPL-1113 Brker 33/35 CB 17 | Brker3335CB17 | Near the Gas Chromotograph enclosure | no data | no data | Breaker | no data | no data | OPEN | CLOSED | no data | no data
6202.0 | 01-HTT-HPL-1113 Brker 37/39 CB 19 | Brker3739CB19 | Near the Gas Chromotograph enclosure | no data | no data | Breaker | no data | no data | OPEN | CLOSED | no data | no data
6203.0 | 01-HTT-HPL-1113 Brker 41 CB 41 | Brker41CB41 | Near the Gas Chromotograph enclosure | no data | no data | Breaker | no data | no data | OPEN | CLOSED | no data | no data
6204.0 | 02-BST-CND-102 "South outlet" | 02-BST-CND-102Southoutlet | U2 CND PMP "B" | no data | no data | Valve | no data | no data | CLOSED | OPEN | no data | no data
6205.0 | 02-BST-CND-102 "North outlet" | 02-BST-CND-102Northoutlet | U2 CND PMP "B" | no data | no data | Valve | no data | no data | CLOSED | OPEN | no data | no data
6206.0 | Hood Spray and Gland Steam attemperator | 02-VCND848 | ST upper East | Attemperator | no data | no data | CND | no data | CLOSED | OPEN | no data | no data
6207.0 | Hood Spray and Gland Steam attemperator | 02-VCND850 | ST upper East | Attemperator | no data | no data | CND | no data | CLOSED | OPEN | no data | no data
6208.0 | Hood Spray and Gland Steam attemperator | 02-VCND844 | ST upper East | Attemperator | no data | no data | CND | no data | CLOSED | OPEN | no data | no data
6209.0 | U2 CND B Motor Heater MHTR5.2 03AD1-MSHFU_1 | MHTR5203AD1-MSHFU1 | MVB SWITCHGEAR 11, CUBICLE 03A | no data | no data | Fuse | no data | no data | pulled | inserted | no data | no data
6210.0 | U2 CND B Cubicle Heater CHTR4.1 03AD1-HTRFU_1 | CHTR4103AD1-HTRFU1 | MVB SWITCHGEAR 11, CUBICLE 03A | no data | no data | Fuse | no data | no data | pulled | inserted | no data | no data
6211.0 | Level Gauge (2) valves | 01-VHHS846F | HRSG upper East | HRSG/ HP Drum | no data | no data | HHS | no data | CLOSED | OPEN | no data | no data
6212.0 | Level Gauge (2) valves | 01-VHHS847F | HRSG upper East | HRSG/ HP Drum | no data | no data | HHS | no data | CLOSED | OPEN | no data | no data
6213.0 | Level Gauge (2) valves | 01-VHHS850F | HRSG upper East | HRSG/ HP Drum | no data | no data | HHS | no data | CLOSED | OPEN | no data | no data
6214.0 | Level Gauge (2) valves | 01-VHHS851F | HRSG upper East | HRSG/ HP Drum | no data | no data | HHS | no data | CLOSED | OPEN | no data | no data
6219.0 | Aux Boiler DA Storage Drain | 00-V-AXS959 | AUX BOILER AREA | no data | no data |  | no data | no data | OPEN | CLOSED | no data | no data
6220.0 | Aux Boiler BD Tank Drain | 00-V-AXS944 | AUX BOILER AREA | no data | no data |  | no data | no data | OPEN | CLOSED | no data | no data
6221.0 | Aux Boiler BD Quench Water ISO | 00-V-AXS946 | AUX BOILER AREA | no data | no data |  | no data | no data | CLOSED | OPEN | no data | no data
6222.0 | Aux Boiler BD Quench Water Bypass | 00-V-AXS947 | AUX BOILER AREA | no data | no data |  | no data | no data | CLOSED | OPEN | no data | no data
6223.0 | Inlet Fuel gas vent (downstream axs623) | downstreamofmanualisovalve | AUX BOILER AREA | no data | no data | Valve | no data | no data | OPEN | CLOSED | no data | no data
6225.0 | INA vent downstream Vina463 | null | AUX BOILER AREA | no data | no data | Valve | no data | no data | OPEN | CLOSED | no data | no data
6226.0 | INA iso to flame scanner 1 | null | AUX BOILER AREA | no data | no data | Valve | no data | no data | CLOSED | OPEN | no data | no data
6227.0 | INA iso to flame scanner 2 | null | AUX BOILER AREA | no data | no data | Valve | no data | no data | CLOSED | OPEN | no data | no data
6228.0 | 01-HTT-HPL-1117 Brker 1/3 CB 1 | Brker13CB1 | U1 HRSG piperack 1st level (South) | no data | no data | Valve | no data | no data | OPEN | CLOSED | no data | no data
6229.0 | 01-HTT-HPL-1117 Brker 5/7 CB 3 | Brker57CB3 | U1 HRSG piperack 1st level (South) | no data | no data | Valve | no data | no data | OPEN | CLOSED | no data | no data
6230.0 | 01-HTT-HPL-1117 Brker 9/11 CB 5 | Brker911CB5 | U1 HRSG piperack 1st level (South) | no data | no data | Valve | no data | no data | OPEN | CLOSED | no data | no data
6231.0 | 01-HTT-HPL-1117 Brker 13/15 CB 7 | Brker1315CB7 | U1 HRSG piperack 1st level (South) | no data | no data | Valve | no data | no data | OPEN | CLOSED | no data | no data
6232.0 | 01-HTT-HPL-1117 Brker 17/19 CB 9 | Brker1719CB9 | U1 HRSG piperack 1st level (South) | no data | no data | Valve | no data | no data | OPEN | CLOSED | no data | no data
6233.0 | 01-HTT-HPL-1117 Brker 21/23 CB 11 | Brker2123CB11 | U1 HRSG piperack 1st level (South) | no data | no data | Valve | no data | no data | OPEN | CLOSED | no data | no data
6234.0 | 01-HTT-HPL-1117 Brker 25/27 CB 13 | Brker2527CB13 | U1 HRSG piperack 1st level (South) | no data | no data | Valve | no data | no data | OPEN | CLOSED | no data | no data
6235.0 | 01-HTT-HPL-1117 Brker 29/31 CB 15 | Brker2931CB15 | U1 HRSG piperack 1st level (South) | no data | no data | Valve | no data | no data | OPEN | CLOSED | no data | no data
6236.0 | 01-HTT-HPL-1117 Brker 33/35 CB 17 | Brker3335CB17 | U1 HRSG piperack 1st level (South) | no data | no data | Valve | no data | no data | OPEN | CLOSED | no data | no data
6237.0 | 01-HTT-HPL-1117 Brker 37/39 CB 19 | Brker3739CB19 | U1 HRSG piperack 1st level (South) | no data | no data | Valve | no data | no data | OPEN | CLOSED | no data | no data
6238.0 | 01-HTT-HPL-1117 Brker 41/43 CB 21 | Brker4143CB21 | U1 HRSG piperack 1st level (South) | no data | no data | Valve | no data | no data | OPEN | CLOSED | no data | no data
6239.0 | 01-HTT-HPL-1117 Brker 45/47 CB 23 | Brker4547CB23 | U1 HRSG piperack 1st level (South) | no data | no data | Valve | no data | no data | OPEN | CLOSED | no data | no data
6240.0 | 01-HTT-HPL-1117 Brker 49/51 CB 25 | Brker4951CB25 | U1 HRSG piperack 1st level (South) | no data | no data | Valve | no data | no data | OPEN | CLOSED | no data | no data
6241.0 | 01-HTT-HPL-1117 Brker 53/55 CB 27 | Brker5355CB27 | U1 HRSG piperack 1st level (South) | no data | no data | Valve | no data | no data | OPEN | CLOSED | no data | no data
6242.0 | 01-HTT-HPL-1117 Brker 57/59 CB 29 | Brker5759CB29 | U1 HRSG piperack 1st level (South) | no data | no data | Valve | no data | no data | OPEN | CLOSED | no data | no data
6243.0 | 01-HTT-HPL-1117 Brker 61/63 CB 31 | Brker6163CB31 | U1 HRSG piperack 1st level (South) | no data | no data | Valve | no data | no data | OPEN | CLOSED | no data | no data
6244.0 | 01-HTT-HPL-1117 Brker 65/67 CB 33 | Brker6567CB33 | U1 HRSG piperack 1st level (South) | no data | no data | Valve | no data | no data | OPEN | CLOSED | no data | no data
6245.0 | 01-HTT-HPL-1117 Brker 69/71 CB 35 | Brker6971CB35 | U1 HRSG piperack 1st level (South) | no data | no data | Valve | no data | no data | OPEN | CLOSED | no data | no data
6246.0 | 01-HTT-HPL-1117 Brker 73/75 CB 37 | Brker7375CB37 | U1 HRSG piperack 1st level (South) | no data | no data | Valve | no data | no data | OPEN | CLOSED | no data | no data
6247.0 | 01-HTT-HPL-1117 Brker 77/79 CB 39 | Brker7779CB39 | U1 HRSG piperack 1st level (South) | no data | no data | Valve | no data | no data | OPEN | CLOSED | no data | no data
6248.0 | 01-HTT-HPL-1117 Brker 81 CB 81 | Brker81CB81 | U1 HRSG piperack 1st level (South) | no data | no data | Valve | no data | no data | OPEN | CLOSED | no data | no data
6249.0 | 01-HTT-HPL-1117 Brker 83 CB 83 | Brker83CB83 | U1 HRSG piperack 1st level (South) | no data | no data | Valve | no data | no data | OPEN | CLOSED | no data | no data
6250.0 | 01-HTT-HPL-1117 Brker 2/4 CB 2 | Brker24CB2 | U1 HRSG piperack 1st level (South) | no data | no data | Valve | no data | no data | OPEN | CLOSED | no data | no data
6251.0 | 01-HTT-HPL-1117 Brker 6/8 CB 4 | Brker68CB4 | U1 HRSG piperack 1st level (South) | no data | no data | Valve | no data | no data | OPEN | CLOSED | no data | no data
6252.0 | 01-HTT-HPL-1117 Brker 10/12 CB 6 | Brker1012CB6 | U1 HRSG piperack 1st level (South) | no data | no data | Valve | no data | no data | OPEN | CLOSED | no data | no data
6253.0 | 01-HTT-HPL-1117 Brker 14/16 CB 8 | Brker1416CB8 | U1 HRSG piperack 1st level (South) | no data | no data | Valve | no data | no data | OPEN | CLOSED | no data | no data
6254.0 | 01-HTT-HPL-1117 Brker 18/20 CB 10 | Brker1820CB10 | U1 HRSG piperack 1st level (South) | no data | no data | Valve | no data | no data | OPEN | CLOSED | no data | no data
6255.0 | 01-HTT-HPL-1117 Brker 22/24 CB 12 | Brker2224CB12 | U1 HRSG piperack 1st level (South) | no data | no data | Valve | no data | no data | OPEN | CLOSED | no data | no data
6256.0 | 01-HTT-HPL-1117 Brker 26/28 CB 14 | Brker2628CB14 | U1 HRSG piperack 1st level (South) | no data | no data | Valve | no data | no data | OPEN | CLOSED | no data | no data
6257.0 | 01-HTT-HPL-1117 Brker 30/32 CB 16 | Brker3032CB16 | U1 HRSG piperack 1st level (South) | no data | no data | Valve | no data | no data | OPEN | CLOSED | no data | no data
6258.0 | 01-HTT-HPL-1117 Brker 34/36 CB 18 | Brker3436CB18 | U1 HRSG piperack 1st level (South) | no data | no data | Valve | no data | no data | OPEN | CLOSED | no data | no data
6259.0 | 01-HTT-HPL-1117 Brker 38/40 CB 20 | Brker3840CB20 | U1 HRSG piperack 1st level (South) | no data | no data | Valve | no data | no data | OPEN | CLOSED | no data | no data
6260.0 | 01-HTT-HPL-1117 Brker 42/44 CB 22 | Brker4244CB22 | U1 HRSG piperack 1st level (South) | no data | no data | Valve | no data | no data | OPEN | CLOSED | no data | no data
6261.0 | 01-HTT-HPL-1117 Brker 46/48 CB 24 | Brker4648CB24 | U1 HRSG piperack 1st level (South) | no data | no data | Valve | no data | no data | OPEN | CLOSED | no data | no data
6262.0 | 01-HTT-HPL-1117 Brker 50/52 CB 26 | Brker5052CB26 | U1 HRSG piperack 1st level (South) | no data | no data | Valve | no data | no data | OPEN | CLOSED | no data | no data
6263.0 | 01-HTT-HPL-1117 Brker 54/56 CB 28 | Brker5456CB28 | U1 HRSG piperack 1st level (South) | no data | no data | Valve | no data | no data | OPEN | CLOSED | no data | no data
6264.0 | 01-HTT-HPL-1117 Brker 58/60 CB 30 | Brker5860CB30 | U1 HRSG piperack 1st level (South) | no data | no data | Valve | no data | no data | OPEN | CLOSED | no data | no data
6265.0 | 01-HTT-HPL-1117 Brker 62/64 CB 32 | Brker6264CB32 | U1 HRSG piperack 1st level (South) | no data | no data | Valve | no data | no data | OPEN | CLOSED | no data | no data
6266.0 | 01-HTT-HPL-1117 Brker 66/68 CB 34 | Brker6668CB34 | U1 HRSG piperack 1st level (South) | no data | no data | Valve | no data | no data | OPEN | CLOSED | no data | no data
6267.0 | 01-HTT-HPL-1117 Brker 70/72 CB 36 | Brker7072CB36 | U1 HRSG piperack 1st level (South) | no data | no data | Valve | no data | no data | OPEN | CLOSED | no data | no data
6268.0 | 01-HTT-HPL-1117 Brker 74/76 CB 38 | Brker7476CB38 | U1 HRSG piperack 1st level (South) | no data | no data | Valve | no data | no data | OPEN | CLOSED | no data | no data
6269.0 | 01-HTT-HPL-1117 Brker 78/80 CB 40 | Brker7880CB40 | U1 HRSG piperack 1st level (South) | no data | no data | Valve | no data | no data | OPEN | CLOSED | no data | no data
6270.0 | 01-HTT-HPL-1117 Brker 82 CB 82 | Brker82CB82 | U1 HRSG piperack 1st level (South) | no data | no data | Valve | no data | no data | OPEN | CLOSED | no data | no data
6271.0 | 01-HTT-HPL-1117 Brker 84 CB 84 | Brker84CB84 | U1 HRSG piperack 1st level (South) | no data | no data | Valve | no data | no data | OPEN | CLOSED | no data | no data
6272.0 | FGC C process seal filter inlet valve | 00-VFGS648 | FUEL GAS COMPRESSOR AREA | no data | no data |  | no data | no data | CLOSED | OPEN | no data | no data
6273.0 | FGC C process seal filter Outlet valve | 00-VFGS601A | FUEL GAS COMPRESSOR AREA | no data | no data |  | no data | no data | CLOSED | OPEN | no data | no data
6274.0 | FGC A process seal filter drain valve | 00-VFGS600D | FUEL GAS COMPRESSOR AREA | no data | no data |  | no data | no data | OPEN | CLOSED | no data | no data
6275.0 | FGC A process seal filter inlet valve | 00-VFGS648 | FUEL GAS COMPRESSOR AREA | no data | no data |  | no data | no data | CLOSED | OPEN | no data | no data
6276.0 | FGC A process seal filter outlet valve | 00-VFGS601A | FUEL GAS COMPRESSOR AREA | no data | no data |  | no data | no data | CLOSED | OPEN | no data | no data
6277.0 | FGC A process seal filter drain valve | 00-VFGS00D | FUEL GAS COMPRESSOR AREA | no data | no data |  | no data | no data | OPEN | CLOSED | no data | no data
6278.0 | MPX01AA014 Fullers Earth Filter ISO | MPX01AA014 | Control Oil Skid | no data | no data |  | no data | no data | CLOSED | OPEN | no data | no data
6279.0 | Control oil filter discharge block valve (MPX11AA044) | blockvalveMPX11AA044 | control oil polishing pump | no data | no data | Valve | no data | no data | CLOSED | OPEN | no data | no data
6280.0 | Control oil polishing pump suction valve (MPX11AA301) | suctionvalveMPX11AA301 | control oil polishing pump | no data | no data | Valve | no data | no data | CLOSED | OPEN | no data | no data
6283.0 | U2 LRVP A seal water isolation valve to make up control valve | 02-V888B | U2 VACUUM PUMP AREA | no data | no data | Valve | no data | no data | CLOSED | OPEN | no data | no data
6284.0 | U2 LRVP A seal water isolation valve to bypass to tank | 02-V-888A | U2 VACUUM PUMP AREA | no data | no data | Valve | no data | no data | CLOSED | OPEN | no data | no data
6285.0 | U2 LRVP A discharge isolation valve off seal water tank | 02-V-885A | U2 VACUUM PUMP AREA | no data | no data | Valve | no data | no data | CLOSED | OPEN | no data | no data
6286.0 | U2 LRVP A seal water discharge isolation valve after heat exchan | 02-V-886A | U2 VACUUM PUMP AREA | no data | no data | Valve | no data | no data | CLOSED | OPEN | no data | no data
6287.0 | U2 LRVP A isolation valve to seal water spray valve | 02-V-886B | U2 VACUUM PUMP AREA | no data | no data | Valve | no data | no data | CLOSED | OPEN | no data | no data
6288.0 | U2 LRVP A non condensable suction line | 02-V883 | U2 VACUUM PUMP AREA | no data | no data | Valve | no data | no data | CLOSED | OPEN | no data | no data
6289.0 | U2 LRVP A non condensable inlet isolation valve | 02-YV-883 | U2 VACUUM PUMP AREA | no data | no data | Valve | no data | no data | CLOSED | AUTO | no data | no data
6290.0 | U2 LRVP A seal water tank equalization isolation valve | 02-V-884 | U2 VACUUM PUMP AREA | no data | no data | Valve | no data | no data | CLOSED | OPEN | no data | no data
6292.0 | U2 LRVP east belly drains | null | U2 VACUUM PUMP AREA | no data | no data | Valve | no data | no data | OPEN | CLOSED | no data | no data
6293.0 | U2 LRVP west belly drains | null | U2 VACUUM PUMP AREA | no data | no data | Valve | no data | no data | OPEN | CLOSED | no data | no data
6294.0 | ACC 2 LVRP 01A | 02-ARM-MPM-01A | 02-ACC-MCC-141, CUBICLE10FM | no data | no data | 480 V MOLDED CASE BREAKER | no data | no data | OPEN | CLOSED | no data | no data
6295.0 | ACC 2 SEAL WTR PMP 02A | 02-ARM-MPM-02A | 02-ACC-MCC-141, CUBICLE13FK | no data | no data | 480 V MOLDED CASE BREAKER | no data | no data | OPEN | CLOSED | no data | no data
6296.0 | U2 LRVP A seal water isolation valve to make up control valve | 02-V888B | U2 VACUUM PUMP AREA | no data | no data | Valve | no data | no data | CLOSED | OPEN | no data | no data
6297.0 | U2 LRVP A seal water isolation valve to bypass to tank | 02-V-888A | U2 VACUUM PUMP AREA | no data | no data | Valve | no data | no data | CLOSED | OPEN | no data | no data
6298.0 | U2 LRVP A discharge isolation valve off seal water tank | 02-V-885A | U2 VACUUM PUMP AREA | no data | no data | Valve | no data | no data | CLOSED | OPEN | no data | no data
6299.0 | U2 LRVP A seal water discharge isolation valve after heat exchan | 02-V-886A | U2 VACUUM PUMP AREA | no data | no data | Valve | no data | no data | CLOSED | OPEN | no data | no data
6300.0 | U2 LRVP A isolation valve to seal water spray valve | 02-V-886B | U2 VACUUM PUMP AREA | no data | no data | Valve | no data | no data | CLOSED | OPEN | no data | no data
6301.0 | U2 LRVP A non condensable suction line | 02-V883 | U2 VACUUM PUMP AREA | no data | no data | Valve | no data | no data | CLOSED | OPEN | no data | no data
6302.0 | U2 LRVP A non condensable inlet isolation valve | 02-YV-883 | U2 VACUUM PUMP AREA | no data | no data | Valve | no data | no data | CLOSED | AUTO | no data | no data
6303.0 | U2 LRVP A seal water tank equalization isolation valve | 02-V-884 | U2 VACUUM PUMP AREA | no data | no data | Valve | no data | no data | CLOSED | OPEN | no data | no data
6305.0 | U2 LRVP east belly drains | null | U2 VACUUM PUMP AREA | no data | no data | Valve | no data | no data | OPEN | CLOSED | no data | no data
6306.0 | U2 LRVP west belly drains | null | U2 VACUUM PUMP AREA | no data | no data | Valve | no data | no data | OPEN | CLOSED | no data | no data
6307.0 | ACC 2 LRVP 01E | 02-ARM-MPM-01E | 02-ACC-MCC-261, CUBICLE13FM | no data | no data | 480 V MOLDED CASE BREAKER | no data | no data | OPEN | CLOSED | no data | no data
6308.0 | U2 LRVP "E" seal water isolation valve to make up control valve | V-919B | U2 VACUUM PUMP AREA | no data | no data | Valve | no data | no data | CLOSED | OPEN | no data | no data
6309.0 | U2 LRVP "E" seal water isolation valve to bypass to tank | V-919A | U2 VACUUM PUMP AREA | no data | no data | Valve | no data | no data | CLOSED | OPEN | no data | no data
6310.0 | U2 LRVP "E" discharge isolation valve off seal water tank | V-916A | U2 VACUUM PUMP AREA | no data | no data | Valve | no data | no data | CLOSED | OPEN | no data | no data
6311.0 | U2 LRVP "E" seal water discharge isolation valve after heat exch | V-917A | U2 VACUUM PUMP AREA | no data | no data | Valve | no data | no data | CLOSED | OPEN | no data | no data
6312.0 | U2 LRVP "E" isolation valve to seal water spray valve | V-917B | U2 VACUUM PUMP AREA | no data | no data | Valve | no data | no data | CLOSED | OPEN | no data | no data
6313.0 | U2 LRVP "E" non condensable suction line | V914 | U2 VACUUM PUMP AREA | no data | no data | Valve | no data | no data | CLOSED | OPEN | no data | no data
6314.0 | U2 LRVP "E" non condensable inlet isolation valve | YV-914 | U2 VACUUM PUMP AREA | no data | no data | Valve | no data | no data | CLOSED | AUTO | no data | no data
6315.0 | U2 LRVP "E" seal water tank equalization isolation valve | V-915 | U2 VACUUM PUMP AREA | no data | no data | Valve | no data | no data | CLOSED | OPEN | no data | no data
6316.0 | U2 LRVP "E" INA-YV-883 air supply valve | null | U2 VACUUM PUMP AREA | no data | no data | Valve | no data | no data | CLOSED | OPEN | no data | no data
6317.0 | U2 LRVP "E" east belly drains | null | U2 VACUUM PUMP AREA | no data | no data | Valve | no data | no data | OPEN | CLOSED | no data | no data
6318.0 | U2 LRVP "E" west belly drains | null | U2 VACUUM PUMP AREA | no data | no data | Valve | no data | no data | OPEN | CLOSED | no data | no data
6319.0 | U2 LRVP "B"seal water isolation valve to make up control valve | 02-V895B | U2 VACUUM PUMP AREA | no data | no data | Valve | no data | no data | CLOSED | OPEN | no data | no data
6320.0 | U2 LRVP "B" seal water isolation valve to bypass to tank | 02-V-895A | U2 VACUUM PUMP AREA | no data | no data | Valve | no data | no data | CLOSED | OPEN | no data | no data
6321.0 | U2 LRVP "B" discharge isolation valve off seal water tank | 02-V-892A | U2 VACUUM PUMP AREA | no data | no data | Valve | no data | no data | CLOSED | OPEN | no data | no data
6322.0 | U2 LRVP "B" seal water discharge isolation valve after heat exch | 02-V-893A | U2 VACUUM PUMP AREA | no data | no data | Valve | no data | no data | CLOSED | OPEN | no data | no data
6323.0 | U2 LRVP "B" isolation valve to seal water spray valve | 02-V-893B | U2 VACUUM PUMP AREA | no data | no data | Valve | no data | no data | CLOSED | OPEN | no data | no data
6324.0 | U2 LRVP "B" non condensable suction line | 02-V890 | U2 VACUUM PUMP AREA | no data | no data | Valve | no data | no data | CLOSED | OPEN | no data | no data
6325.0 | U2 LRVP "B" non condensable inlet isolation valve | 02-YV-890 | U2 VACUUM PUMP AREA | no data | no data | Valve | no data | no data | CLOSED | AUTO | no data | no data
6326.0 | U2 LRVP "B" seal water tank equalization isolation valve | 02-V-891 | U2 VACUUM PUMP AREA | no data | no data | Valve | no data | no data | CLOSED | OPEN | no data | no data
6328.0 | U2 LRVP"B" east belly drains | null | U2 VACUUM PUMP AREA | no data | no data | Valve | no data | no data | OPEN | CLOSED | no data | no data
6329.0 | U2 LRVP "B" west belly drains | null | U2 VACUUM PUMP AREA | no data | no data | Valve | no data | no data | OPEN | CLOSED | no data | no data
6330.0 | U2 LRVP "C" seal water isolation valve to make up control valve ( | 02-V903B | U2 VACUUM PUMP AREA | no data | no data | Valve | no data | no data | CLOSED | OPEN | no data | no data
6331.0 | U2 LRVP "C" seal water isolation valve to make up control valve ( | V-903E | U2 VACUUM PUMP AREA | no data | no data | Valve | no data | no data | CLOSED | OPEN | no data | no data
6332.0 | U2 LRVP "C" seal water isolation valve to bypass to tank | 02-V-903A | U2 VACUUM PUMP AREA | no data | no data | Valve | no data | no data | CLOSED | OPEN | no data | no data
6333.0 | U2 LRVP "C" discharge isolation valve off seal water tank | 02-V-900A | U2 VACUUM PUMP AREA | no data | no data | Valve | no data | no data | CLOSED | OPEN | no data | no data
6334.0 | U2 LRVP "C" seal water discharge isolation valve after heat exch | 02-V-901A | U2 VACUUM PUMP AREA | no data | no data | Valve | no data | no data | CLOSED | OPEN | no data | no data
6335.0 | U2 LRVP "C" isolation valve to seal water spray valve | 02-V-901B | U2 VACUUM PUMP AREA | no data | no data | Valve | no data | no data | CLOSED | OPEN | no data | no data
6336.0 | U2 LRVP "C" non condensable suction line | 02-V898 | U2 VACUUM PUMP AREA | no data | no data | Valve | no data | no data | CLOSED | OPEN | no data | no data
6337.0 | U2 LRVP "C" non condensable inlet isolation valve | 02-YV-898 | U2 VACUUM PUMP AREA | no data | no data | Valve | no data | no data | CLOSED | AUTO | no data | no data
6338.0 | U2 LRVP "C" seal water tank equalization isolation valve | 02-V-899 | U2 VACUUM PUMP AREA | no data | no data | Valve | no data | no data | CLOSED | OPEN | no data | no data
6340.0 | U2 LRVP "C" east belly drains | null | U2 VACUUM PUMP AREA | no data | no data | Valve | no data | no data | OPEN | CLOSED | no data | no data
6341.0 | U2 LRVP "C" west belly drains | null | U2 VACUUM PUMP AREA | no data | no data | Valve | no data | no data | OPEN | CLOSED | no data | no data
6342.0 | U2 LRVP A seal water isolation valve to make up control valve(roo | V-888E | U2 VACUUM PUMP AREA | no data | no data | Valve | no data | no data | CLOSED | OPEN | no data | no data
6343.0 | U2 LRVP A seal water isolation valve to make up control valve (bl | 02-V888B | U2 VACUUM PUMP AREA | no data | no data | Valve | no data | no data | CLOSED | OPEN | no data | no data
6344.0 | U2 LRVP "E" seal water isolation valve to make up control valve ( | V-919B | U2 VACUUM PUMP AREA | no data | no data | Valve | no data | no data | CLOSED | OPEN | no data | no data
6345.0 | U2 LRVP E seal water isolation valve to make up control valve (ro | V-919E | U2 VACUUM PUMP AREA | no data | no data | Valve | no data | no data | CLOSED | OPEN | no data | no data
6346.0 | U2 LRVP A seal water isolation valve to make up control valve | V-888E | U2 VACUUM PUMP AREA | no data | no data | Valve | no data | no data | CLOSED | OPEN | no data | no data
6347.0 | U2 LRVP A seal water isolation valve to make up control valve | 02-V888B | U2 VACUUM PUMP AREA | no data | no data | Valve | no data | no data | CLOSED | OPEN | no data | no data
6348.0 | U2 LRVP "E" seal water isolation valve to make up control valve | V-919B | U2 VACUUM PUMP AREA | no data | no data | Valve | no data | no data | CLOSED | OPEN | no data | no data
6349.0 | U2 LRVP E seal water isolation valve to make up control valve | V-919E | U2 VACUUM PUMP AREA | no data | no data | Valve | no data | no data | CLOSED | OPEN | no data | no data
6350.0 | U2 LRVP "C" seal water isolation valve to make up control valve | 02-V903B | U2 VACUUM PUMP AREA | no data | no data | Valve | no data | no data | CLOSED | OPEN | no data | no data
6351.0 | U2 LRVP "C" seal water isolation valve to make up control valve | V-903E | U2 VACUUM PUMP AREA | no data | no data | Valve | no data | no data | CLOSED | OPEN | no data | no data
6352.0 | U2 LRVP "B" seal water isolation valve to make up control valve | V-895E | U2 VACUUM PUMP AREA | no data | no data | Valve | no data | no data | CLOSED | OPEN | no data | no data
6353.0 | ACC 2 LRVP 01D | 02-ARM-MPM-01D | 02-ACC-MCC-261, CUBICLE12FM | no data | no data | 480 V MOLDED CASE BREAKER | no data | no data | OPEN | CLOSED | no data | no data
6354.0 | ACC 2 SEAL WTR PMP 02D | 02-ARM-MPM-02D | 02-ACC-MCC-261, CUBICLE15FB | no data | no data | 480 V MOLDED CASE BREAKER | no data | no data | OPEN | CLOSED | no data | no data
6355.0 | U2 LRVP "D" seal water isolation valve to make up control valve | V-911E | U2 VACUUM PUMP AREA | no data | no data | Valve | no data | no data | CLOSED | OPEN | no data | no data
6356.0 | U2 LRVP "D" seal water isolation valve to make up control valve | 02-V911B | U2 VACUUM PUMP AREA | no data | no data | Valve | no data | no data | CLOSED | OPEN | no data | no data
6357.0 | U2 LRVP "D" seal water isolation valve to bypass to tank | 02-V-911A | U2 VACUUM PUMP AREA | no data | no data | Valve | no data | no data | CLOSED | OPEN | no data | no data
6358.0 | U2 LRVP "D" discharge isolation valve off seal water tank | 02-V-908A | U2 VACUUM PUMP AREA | no data | no data | Valve | no data | no data | CLOSED | OPEN | no data | no data
6359.0 | U2 LRVP "D" seal water discharge isolation valve after heat exch | 02-V-909A | U2 VACUUM PUMP AREA | no data | no data | Valve | no data | no data | CLOSED | OPEN | no data | no data
6360.0 | U2 LRVP "D" isolation valve to seal water spray valve | 02-V-909B | U2 VACUUM PUMP AREA | no data | no data | Valve | no data | no data | CLOSED | OPEN | no data | no data
6361.0 | U2 LRVP "D" non condensable suction line | 02-V906 | U2 VACUUM PUMP AREA | no data | no data | Valve | no data | no data | CLOSED | OPEN | no data | no data
6362.0 | U2 LRVP "D" non condensable inlet isolation valve | 02-YV-906 | U2 VACUUM PUMP AREA | no data | no data | Valve | no data | no data | CLOSED | AUTO | no data | no data
6363.0 | U2 LRVP "D" seal water tank equalization isolation valve | 02-V-907 | U2 VACUUM PUMP AREA | no data | no data | Valve | no data | no data | CLOSED | OPEN | no data | no data
6365.0 | U2 LRVP "D" east belly drains | null | U2 VACUUM PUMP AREA | no data | no data | Valve | no data | no data | OPEN | CLOSED | no data | no data
6366.0 | U2 LRVP "D" west belly drains | null | U2 VACUUM PUMP AREA | no data | no data | Valve | no data | no data | OPEN | CLOSED | no data | no data
6369.0 | U1 LRVP A seal water isolation valve to make up control valve | V-888E | U1 VACUUM PUMP AREA | no data | no data | Valve | no data | no data | CLOSED | OPEN | no data | no data
6370.0 | U1 LRVP A seal water isolation valve to make up control valve | 01-V888B | U1 VACUUM PUMP AREA | no data | no data | Valve | no data | no data | CLOSED | OPEN | no data | no data
6371.0 | U1 LRVP A seal water isolation valve to bypass to tank | 01-V-888A | U1 VACUUM PUMP AREA | no data | no data | Valve | no data | no data | CLOSED | OPEN | no data | no data
6372.0 | U1 LRVP A discharge isolation valve off seal water tank | 01-V-885A | U1 VACUUM PUMP AREA | no data | no data | Valve | no data | no data | CLOSED | OPEN | no data | no data
6373.0 | U1 LRVP A seal water discharge isolation valve after heat exchan | 01-V-886A | U1 VACUUM PUMP AREA | no data | no data | Valve | no data | no data | CLOSED | OPEN | no data | no data
6374.0 | U1 LRVP A isolation valve to seal water spray valve | 01-V-886B | U1 VACUUM PUMP AREA | no data | no data | Valve | no data | no data | CLOSED | OPEN | no data | no data
6375.0 | U1 LRVP A non condensable suction line | 01-V883 | U1 VACUUM PUMP AREA | no data | no data | Valve | no data | no data | CLOSED | OPEN | no data | no data
6376.0 | U1 LRVP A non condensable inlet isolation valve | 01-YV-883 | U1 VACUUM PUMP AREA | no data | no data | Valve | no data | no data | CLOSED | AUTO | no data | no data
6377.0 | U1 LRVP A seal water tank equalization isolation valve | 01-V-884 | U1 VACUUM PUMP AREA | no data | no data | Valve | no data | no data | CLOSED | OPEN | no data | no data
6379.0 | U1 LRVP east belly drains | null | U1 VACUUM PUMP AREA | no data | no data | Valve | no data | no data | OPEN | CLOSED | no data | no data
6380.0 | U1 LRVP west belly drains | null | U1 VACUUM PUMP AREA | no data | no data | Valve | no data | no data | OPEN | CLOSED | no data | no data
6383.0 | U1 LRVP "B" seal water isolation valve to make up control valve | V-895E | U1 VACUUM PUMP AREA | no data | no data | Valve | no data | no data | CLOSED | OPEN | no data | no data
6384.0 | U1 LRVP "B"seal water isolation valve to make up control valve | 01-V895B | U1 VACUUM PUMP AREA | no data | no data | Valve | no data | no data | CLOSED | OPEN | no data | no data
6385.0 | U1 LRVP "B" seal water isolation valve to bypass to tank | 01-V-895A | U1 VACUUM PUMP AREA | no data | no data | Valve | no data | no data | CLOSED | OPEN | no data | no data
6386.0 | U1 LRVP "B" discharge isolation valve off seal water tank | 01-V-892A | U1 VACUUM PUMP AREA | no data | no data | Valve | no data | no data | CLOSED | OPEN | no data | no data
6387.0 | U1 LRVP "B" seal water discharge isolation valve after heat exch | 01-V-893A | U1 VACUUM PUMP AREA | no data | no data | Valve | no data | no data | CLOSED | OPEN | no data | no data
6388.0 | U1 LRVP "B" isolation valve to seal water spray valve | 01-V-893B | U1 VACUUM PUMP AREA | no data | no data | Valve | no data | no data | CLOSED | OPEN | no data | no data
6389.0 | U1 LRVP "B" non condensable suction line | 01-V890 | U1 VACUUM PUMP AREA | no data | no data | Valve | no data | no data | CLOSED | OPEN | no data | no data
6390.0 | U1 LRVP "B" non condensable inlet isolation valve | 01-YV-890 | U1 VACUUM PUMP AREA | no data | no data | Valve | no data | no data | CLOSED | AUTO | no data | no data
6391.0 | U1 LRVP "B" seal water tank equalization isolation valve | 01-V-891 | U1 VACUUM PUMP AREA | no data | no data | Valve | no data | no data | CLOSED | OPEN | no data | no data
6393.0 | U1 LRVP"B" east belly drains | null | U1 VACUUM PUMP AREA | no data | no data | Valve | no data | no data | OPEN | CLOSED | no data | no data
6394.0 | U1 LRVP "B" west belly drains | null | U1 VACUUM PUMP AREA | no data | no data | Valve | no data | no data | OPEN | CLOSED | no data | no data
6395.0 | U1 LRVP "C" seal water isolation valve to make up control valve | 01-V903B | U1 VACUUM PUMP AREA | no data | no data | Valve | no data | no data | CLOSED | OPEN | no data | no data
6396.0 | U1 LRVP "C" seal water isolation valve to make up control valve | V-903E | U1 VACUUM PUMP AREA | no data | no data | Valve | no data | no data | CLOSED | OPEN | no data | no data
6397.0 | U1 LRVP "C" seal water isolation valve to bypass to tank | 01-V-903A | U1 VACUUM PUMP AREA | no data | no data | Valve | no data | no data | CLOSED | OPEN | no data | no data
6398.0 | U1 LRVP "C" discharge isolation valve off seal water tank | 01-V-900A | U1 VACUUM PUMP AREA | no data | no data | Valve | no data | no data | CLOSED | OPEN | no data | no data
6399.0 | U1 LRVP "C" seal water discharge isolation valve after heat exch | 01-V-901A | U1 VACUUM PUMP AREA | no data | no data | Valve | no data | no data | CLOSED | OPEN | no data | no data
6400.0 | U1 LRVP "C" isolation valve to seal water spray valve | 0-V-901B | U1 VACUUM PUMP AREA | no data | no data | Valve | no data | no data | CLOSED | OPEN | no data | no data
6401.0 | U1 LRVP "C" non condensable suction line | 01-V898 | U1 VACUUM PUMP AREA | no data | no data | Valve | no data | no data | CLOSED | OPEN | no data | no data
6402.0 | U1 LRVP "C" non condensable inlet isolation valve | 01-YV-898 | U1 VACUUM PUMP AREA | no data | no data | Valve | no data | no data | CLOSED | AUTO | no data | no data
6403.0 | U1 LRVP "C" seal water tank equalization isolation valve | 01-V-899 | U1 VACUUM PUMP AREA | no data | no data | Valve | no data | no data | CLOSED | OPEN | no data | no data
6405.0 | U1 LRVP "C" east belly drains | null | U1 VACUUM PUMP AREA | no data | no data | Valve | no data | no data | OPEN | CLOSED | no data | no data
6406.0 | U1 LRVP "C" west belly drains | null | U1 VACUUM PUMP AREA | no data | no data | Valve | no data | no data | OPEN | CLOSED | no data | no data
6407.0 | U1 LRVP "D" seal water isolation valve to make up control valve | V-911E | U1 VACUUM PUMP AREA | no data | no data | Valve | no data | no data | CLOSED | OPEN | no data | no data
6408.0 | U1 LRVP "D" seal water isolation valve to make up control valve | 01-V911B | U1 VACUUM PUMP AREA | no data | no data | Valve | no data | no data | CLOSED | OPEN | no data | no data
6409.0 | U1 LRVP "D" seal water isolation valve to bypass to tank | 01-V-911A | U1 VACUUM PUMP AREA | no data | no data | Valve | no data | no data | CLOSED | OPEN | no data | no data
6410.0 | U1 LRVP "D" discharge isolation valve off seal water tank | 01-V-908A | U1 VACUUM PUMP AREA | no data | no data | Valve | no data | no data | CLOSED | OPEN | no data | no data
6411.0 | U1 LRVP "D" seal water discharge isolation valve after heat exch | 01-V-909A | U1 VACUUM PUMP AREA | no data | no data | Valve | no data | no data | CLOSED | OPEN | no data | no data
6412.0 | U1 LRVP "D" isolation valve to seal water spray valve | 01-V-909B | U1 VACUUM PUMP AREA | no data | no data | Valve | no data | no data | CLOSED | OPEN | no data | no data
6413.0 | U1 LRVP "D" non condensable suction line | 01-V906 | U1 VACUUM PUMP AREA | no data | no data | Valve | no data | no data | CLOSED | OPEN | no data | no data
6414.0 | U1 LRVP "D" non condensable inlet isolation valve | 01-YV-906 | U1 VACUUM PUMP AREA | no data | no data | Valve | no data | no data | CLOSED | AUTO | no data | no data
6415.0 | U1 LRVP "D" seal water tank equalization isolation valve | 01-V-907 | U1 VACUUM PUMP AREA | no data | no data | Valve | no data | no data | CLOSED | OPEN | no data | no data
6417.0 | U1 LRVP "D" east belly drains | null | U1 VACUUM PUMP AREA | no data | no data | Valve | no data | no data | OPEN | CLOSED | no data | no data
6418.0 | U1 LRVP "D" west belly drains | null | U1 VACUUM PUMP AREA | no data | no data | Valve | no data | no data | OPEN | CLOSED | no data | no data
6419.0 | U1 LRVP "B" seal water isolation valve to make up control valve | V-895E | U2 VACUUM PUMP AREA | no data | no data | Valve | no data | no data | CLOSED | OPEN | no data | no data
6420.0 | U1 LRVP "B"seal water isolation valve to make up control valve | 01-V895B | U2 VACUUM PUMP AREA | no data | no data | Valve | no data | no data | CLOSED | OPEN | no data | no data
6421.0 | U1 LRVP "B" seal water isolation valve to bypass to tank | 01-V-895A | U1 VACUUM PUMP AREA | no data | no data | Valve | no data | no data | CLOSED | OPEN | no data | no data
6422.0 | U1 LRVP "B" discharge isolation valve off seal water tank | 01-V-892A | U1 VACUUM PUMP AREA | no data | no data | Valve | no data | no data | CLOSED | OPEN | no data | no data
6423.0 | U1 LRVP "B" seal water discharge isolation valve after heat exch | 01-V-893A | U1 VACUUM PUMP AREA | no data | no data | Valve | no data | no data | CLOSED | OPEN | no data | no data
6424.0 | U1 LRVP "B" isolation valve to seal water spray valve | 01-V-893B | U1 VACUUM PUMP AREA | no data | no data | Valve | no data | no data | CLOSED | OPEN | no data | no data
6425.0 | U1 LRVP "B" non condensable suction line | 01-V890 | U1 VACUUM PUMP AREA | no data | no data | Valve | no data | no data | CLOSED | OPEN | no data | no data
6426.0 | U1 LRVP "B" non condensable inlet isolation valve | 01-YV-890 | U1 VACUUM PUMP AREA | no data | no data | Valve | no data | no data | CLOSED | AUTO | no data | no data
6427.0 | U1 LRVP "B" seal water tank equalization isolation valve | 01-V-891 | U1 VACUUM PUMP AREA | no data | no data | Valve | no data | no data | CLOSED | OPEN | no data | no data
6429.0 | U1 LRVP"B" east belly drains | null | U1 VACUUM PUMP AREA | no data | no data | Valve | no data | no data | OPEN | CLOSED | no data | no data
6430.0 | U1 LRVP "B" west belly drains | null | U1 VACUUM PUMP AREA | no data | no data | Valve | no data | no data | OPEN | CLOSED | no data | no data
6431.0 | U1 LRVP "E" seal water isolation valve to make up control valve | V-919B | U1 VACUUM PUMP AREA | no data | no data | Valve | no data | no data | CLOSED | OPEN | no data | no data
6432.0 | U1 LRVP E seal water isolation valve to make up control valve | V-919E | U1 VACUUM PUMP AREA | no data | no data | Valve | no data | no data | CLOSED | OPEN | no data | no data
6433.0 | U1 LRVP "E" seal water isolation valve to bypass to tank | V-919A | U1 VACUUM PUMP AREA | no data | no data | Valve | no data | no data | CLOSED | OPEN | no data | no data
6434.0 | U1 LRVP "E" discharge isolation valve off seal water tank | V-916A | U1 VACUUM PUMP AREA | no data | no data | Valve | no data | no data | CLOSED | OPEN | no data | no data
6435.0 | U1 LRVP "E" seal water discharge isolation valve after heat exch | V-917A | U1 VACUUM PUMP AREA | no data | no data | Valve | no data | no data | CLOSED | OPEN | no data | no data
6436.0 | U1 LRVP "E" isolation valve to seal water spray valve | V-917B | U1 VACUUM PUMP AREA | no data | no data | Valve | no data | no data | CLOSED | OPEN | no data | no data
6437.0 | U1 LRVP "E" non condensable suction line | V914 | U1 VACUUM PUMP AREA | no data | no data | Valve | no data | no data | CLOSED | OPEN | no data | no data
6438.0 | U1 LRVP "E" non condensable inlet isolation valve | YV-914 | U1 VACUUM PUMP AREA | no data | no data | Valve | no data | no data | CLOSED | AUTO | no data | no data
6439.0 | U1 LRVP "E" seal water tank equalization isolation valve | V-915 | U1 VACUUM PUMP AREA | no data | no data | Valve | no data | no data | CLOSED | OPEN | no data | no data
6440.0 | U1 LRVP "E" INA-YV-883 air supply valve | null | U1 VACUUM PUMP AREA | no data | no data | Valve | no data | no data | CLOSED | OPEN | no data | no data
6441.0 | U1 LRVP "E" east belly drains | null | U1 VACUUM PUMP AREA | no data | no data | Valve | no data | no data | OPEN | CLOSED | no data | no data
6442.0 | U1 LRVP "E" west belly drains | null | U1 VACUUM PUMP AREA | no data | no data | Valve | no data | no data | OPEN | CLOSED | no data | no data
6443.0 | 01-HTT-HPL-1118 Brker 1/3 CB 1 | Brker13CB1 | Outside of U1 HRSG MCC enclosure (NW corner of the enclosure) | no data | no data | Valve | no data | no data | OPEN | CLOSED | no data | no data
6444.0 | 01-HTT-HPL-1118 Brker 5/7 CB 3 | Brker57CB3 | Outside of U1 HRSG MCC enclosure (NW corner of the enclosure) | no data | no data | Valve | no data | no data | OPEN | CLOSED | no data | no data
6445.0 | 01-HTT-HPL-1118 Brker 9/11 CB 5 | Brker911CB5 | Outside of U1 HRSG MCC enclosure (NW corner of the enclosure) | no data | no data | Valve | no data | no data | OPEN | CLOSED | no data | no data
6446.0 | 01-HTT-HPL-1118 Brker 13/15 CB 7 | Brker1315CB7 | Outside of U1 HRSG MCC enclosure (NW corner of the enclosure) | no data | no data | Valve | no data | no data | OPEN | CLOSED | no data | no data
6447.0 | 01-HTT-HPL-1118 Brker 17/19 CB 9 | Brker1719CB9 | Outside of U1 HRSG MCC enclosure (NW corner of the enclosure) | no data | no data | Valve | no data | no data | OPEN | CLOSED | no data | no data
6448.0 | 01-HTT-HPL-1118 Brker 21/23 CB 11 | Brker2123CB11 | Outside of U1 HRSG MCC enclosure (NW corner of the enclosure) | no data | no data | Valve | no data | no data | OPEN | CLOSED | no data | no data
6449.0 | 01-HTT-HPL-1118 Brker 25/27 CB 13 | Brker2527CB13 | Outside of U1 HRSG MCC enclosure (NW corner of the enclosure) | no data | no data | Valve | no data | no data | OPEN | CLOSED | no data | no data
6450.0 | 01-HTT-HPL-1118 Brker 29/31 CB 15 | Brker2931CB15 | Outside of U1 HRSG MCC enclosure (NW corner of the enclosure) | no data | no data | Valve | no data | no data | OPEN | CLOSED | no data | no data
6451.0 | 01-HTT-HPL-1118 Brker 33/35 CB 17 | null | Outside of U1 HRSG MCC enclosure (NW corner of the enclosure) | no data | no data | Valve | no data | no data | OPEN | CLOSED | no data | no data
6452.0 | 01-HTT-HPL-1118 Brker 37/39 CB 19 | Brker3739CB19 | Outside of U1 HRSG MCC enclosure (NW corner of the enclosure) | no data | no data | Valve | no data | no data | OPEN | CLOSED | no data | no data
6453.0 | 01-HTT-HPL-1118 Brker 41 CB 41 | Brker41CB41 | Outside of U1 HRSG MCC enclosure (NW corner of the enclosure) | no data | no data | Valve | no data | no data | OPEN | CLOSED | no data | no data
6454.0 | 01-HTT-HPL-1118 Brker 2/4 CB 2 | Brker24CB2 | Outside of U1 HRSG MCC enclosure (NW corner of the enclosure) | no data | no data | Valve | no data | no data | OPEN | CLOSED | no data | no data
6455.0 | 01-HTT-HPL-1118 Brker 6/8 CB 4 | Brker68CB4 | Outside of U1 HRSG MCC enclosure (NW corner of the enclosure) | no data | no data | Valve | no data | no data | OPEN | CLOSED | no data | no data
6456.0 | 01-HTT-HPL-1118 Brker 10/12 CB 6 | Brker1012CB6 | Outside of U1 HRSG MCC enclosure (NW corner of the enclosure) | no data | no data | Valve | no data | no data | OPEN | CLOSED | no data | no data
6457.0 | 01-HTT-HPL-1118 Brker 14/16 CB 8 | Brker1416CB8 | Outside of U1 HRSG MCC enclosure (NW corner of the enclosure) | no data | no data | Valve | no data | no data | OPEN | CLOSED | no data | no data
6458.0 | 01-HTT-HPL-1118 Brker 18/20 CB 10 | Brker1820CB10 | Outside of U1 HRSG MCC enclosure (NW corner of the enclosure) | no data | no data | Valve | no data | no data | OPEN | CLOSED | no data | no data
6459.0 | 01-HTT-HPL-1118 Brker 22/24 CB 12 | Brker2224CB12 | Outside of U1 HRSG MCC enclosure (NW corner of the enclosure) | no data | no data | Valve | no data | no data | OPEN | CLOSED | no data | no data
6460.0 | 01-HTT-HPL-1118 Brker 26/28 CB 14 | Brker2628CB14 | Outside of U1 HRSG MCC enclosure (NW corner of the enclosure) | no data | no data | Valve | no data | no data | OPEN | CLOSED | no data | no data
6461.0 | 01-HTT-HPL-1118 Brker 30/32 CB 16 | Brker3032CB16 | Outside of U1 HRSG MCC enclosure (NW corner of the enclosure) | no data | no data | Valve | no data | no data | OPEN | CLOSED | no data | no data
6462.0 | 01-HTT-HPL-1118 Brker 34/36 CB 18 | Brker3436CB18 | Outside of U1 HRSG MCC enclosure (NW corner of the enclosure) | no data | no data | Valve | no data | no data | OPEN | CLOSED | no data | no data
6463.0 | 01-HTT-HPL-1118 Brker 38/40 CB 20 | Brker3840CB20 | Outside of U1 HRSG MCC enclosure (NW corner of the enclosure) | no data | no data | Valve | no data | no data | OPEN | CLOSED | no data | no data
6464.0 | 01-HTT-HPL-1118 Brker 42 CB 42 | Brker42CB42 | Outside of U1 HRSG MCC enclosure (NW corner of the enclosure) | no data | no data | Valve | no data | no data | OPEN | CLOSED | no data | no data
6465.0 | 02-HTT-HPL-1211 Brker 1/3 CB 1 | Brker13CB1 | U2 HRSG piperack 1st level (North) | no data | no data | Valve | no data | no data | OPEN | CLOSED | no data | no data
6466.0 | 02-HTT-HPL-1211 Brker 5/7 CB 3 | Brker57CB3 | U2 HRSG piperack 1st level (North) | no data | no data | Valve | no data | no data | OPEN | CLOSED | no data | no data
6467.0 | 02-HTT-HPL-1211 Brker 9/11 CB 5 | Brker911CB5 | U2 HRSG piperack 1st level (North) | no data | no data | Valve | no data | no data | OPEN | CLOSED | no data | no data
6468.0 | 02-HTT-HPL-1211 Brker 13/15 CB 7 | Brker1315CB7 | U2 HRSG piperack 1st level (North) | no data | no data | Valve | no data | no data | OPEN | CLOSED | no data | no data
6469.0 | 02-HTT-HPL-1211 Brker 17/19 CB 9 | Brker1719CB9 | U2 HRSG piperack 1st level (North) | no data | no data | Valve | no data | no data | OPEN | CLOSED | no data | no data
6470.0 | 02-HTT-HPL-1211 Brker 21/23 CB 11 | Brker2123CB11 | U2 HRSG piperack 1st level (North) | no data | no data | Valve | no data | no data | OPEN | CLOSED | no data | no data
6471.0 | 02-HTT-HPL-1211 Brker 25/27 CB 13 | Brker2527CB13 | U2 HRSG piperack 1st level (North) | no data | no data | Valve | no data | no data | OPEN | CLOSED | no data | no data
6472.0 | 02-HTT-HPL-1211 Brker 29/31 CB 15 | Brker2931CB15 | U2 HRSG piperack 1st level (North) | no data | no data | Valve | no data | no data | OPEN | CLOSED | no data | no data
6473.0 | 02-HTT-HPL-1211 Brker 33/35 CB 17 | Brker3335CB17 | U2 HRSG piperack 1st level (North) | no data | no data | Valve | no data | no data | OPEN | CLOSED | no data | no data
6474.0 | 02-HTT-HPL-1211 Brker 37/39 CB 19 | Brker3739CB19 | U2 HRSG piperack 1st level (North) | no data | no data | Valve | no data | no data | OPEN | CLOSED | no data | no data
6475.0 | 02-HTT-HPL-1211 Brker 41/43 CB 21 | Brker4143CB21 | U2 HRSG piperack 1st level (North) | no data | no data | Valve | no data | no data | OPEN | CLOSED | no data | no data
6476.0 | 02-HTT-HPL-1211 Brker 45/47 CB 23 | Brker4547CB23 | U2 HRSG piperack 1st level (North) | no data | no data | Valve | no data | no data | OPEN | CLOSED | no data | no data
6477.0 | 02-HTT-HPL-1211 Brker 49/51 CB 25 | Brker4951CB25 | U2 HRSG piperack 1st level (North) | no data | no data | Valve | no data | no data | OPEN | CLOSED | no data | no data
6478.0 | 02-HTT-HPL-1211 Brker 53/55 CB 27 | Brker5355CB27 | U2 HRSG piperack 1st level (North) | no data | no data | Valve | no data | no data | OPEN | CLOSED | no data | no data
6479.0 | 02-HTT-HPL-1211 Brker 57/59 CB 29 | Brker5759CB29 | U2 HRSG piperack 1st level (North) | no data | no data | Valve | no data | no data | OPEN | CLOSED | no data | no data
6480.0 | 02-HTT-HPL-1211 Brker 61/63 CB 31 | Brker6163CB31 | U2 HRSG piperack 1st level (North) | no data | no data | Valve | no data | no data | OPEN | CLOSED | no data | no data
6481.0 | 02-HTT-HPL-1211 Brker 65/67 CB 33 | Brker6567CB33 | U2 HRSG piperack 1st level (North) | no data | no data | Valve | no data | no data | OPEN | CLOSED | no data | no data
6482.0 | 02-HTT-HPL-1211 Brker 69/71 CB 35 | Brker6971CB35 | U2 HRSG piperack 1st level (North) | no data | no data | Valve | no data | no data | OPEN | CLOSED | no data | no data
6483.0 | 02-HTT-HPL-1211 Brker 73/75 CB 37 | Brker7375CB37 | U2 HRSG piperack 1st level (North) | no data | no data | Valve | no data | no data | OPEN | CLOSED | no data | no data
6484.0 | 02-HTT-HPL-1211 Brker 77/79 CB 39 | Brker7779CB39 | U2 HRSG piperack 1st level (North) | no data | no data | Valve | no data | no data | OPEN | CLOSED | no data | no data
6485.0 | 02-HTT-HPL-1211 Brker 81 CB 81 | Brker81CB81 | U2 HRSG piperack 1st level (North) | no data | no data | Valve | no data | no data | OPEN | CLOSED | no data | no data
6486.0 | 02-HTT-HPL-1211 Brker 83 CB 83 | Brker83CB83 | U2 HRSG piperack 1st level (North) | no data | no data | Valve | no data | no data | OPEN | CLOSED | no data | no data
6487.0 | 02-HTT-HPL-1211 Brker 2/4 CB 2 | Brker24CB2 |  | no data | no data | Valve | no data | no data | OPEN | CLOSED | no data | no data
6488.0 | 02-HTT-HPL-1211 Brker 6/8 CB 4 | Brker68CB4 |  | no data | no data | Valve | no data | no data | OPEN | CLOSED | no data | no data
6489.0 | 02-HTT-HPL-1211 Brker 10/12 CB 6 | Brker1012CB6 |  | no data | no data | Valve | no data | no data | OPEN | CLOSED | no data | no data
6490.0 | 02-HTT-HPL-1211 Brker 14/16 CB 8 | Brker1416CB8 |  | no data | no data | Valve | no data | no data | OPEN | CLOSED | no data | no data
6491.0 | 02-HTT-HPL-1211 Brker 18/20 CB 10 | Brker1820CB10 |  | no data | no data | Valve | no data | no data | OPEN | CLOSED | no data | no data
6492.0 | 02-HTT-HPL-1211 Brker 22/24 CB 12 | Brker2224CB12 |  | no data | no data | Valve | no data | no data | OPEN | CLOSED | no data | no data
6493.0 | 02-HTT-HPL-1211 Brker 26/28 CB 14 | Brker2628CB14 |  | no data | no data | Valve | no data | no data | OPEN | CLOSED | no data | no data
6494.0 | 02-HTT-HPL-1211 Brker 30/32 CB 16 | Brker3032CB16 |  | no data | no data | Valve | no data | no data | OPEN | CLOSED | no data | no data
6495.0 | 02-HTT-HPL-1211 Brker 34/36 CB 18 | Brker3436CB18 |  | no data | no data | Valve | no data | no data | OPEN | CLOSED | no data | no data
6496.0 | 02-HTT-HPL-1211 Brker 38/40 CB 20 | Brker3840CB20 |  | no data | no data | Valve | no data | no data | OPEN | CLOSED | no data | no data
6497.0 | 02-HTT-HPL-1211 Brker 42/44 CB 22 | Brker4244CB22 |  | no data | no data | Valve | no data | no data | OPEN | CLOSED | no data | no data
6498.0 | 02-HTT-HPL-1211 Brker 46/48 CB 24 | Brker4648CB24 |  | no data | no data | Valve | no data | no data | OPEN | CLOSED | no data | no data
6499.0 | 02-HTT-HPL-1211 Brker 50/52 CB 26 | Brker5052CB26 |  | no data | no data | Valve | no data | no data | OPEN | CLOSED | no data | no data
6500.0 | 02-HTT-HPL-1211 Brker 54/56 CB 28 | Brker5456CB28 |  | no data | no data | Valve | no data | no data | OPEN | CLOSED | no data | no data
6501.0 | 02-HTT-HPL-1211 Brker 58/60 CB 30 | Brker5860CB30 |  | no data | no data | Valve | no data | no data | OPEN | CLOSED | no data | no data
6502.0 | 02-HTT-HPL-1211 Brker 62/64 CB 32 | Brker6264CB32 |  | no data | no data | Valve | no data | no data | OPEN | CLOSED | no data | no data
6503.0 | 02-HTT-HPL-1211 Brker 66/68 CB 34 | Brker6668CB34 |  | no data | no data | Valve | no data | no data | OPEN | CLOSED | no data | no data
6504.0 | 02-HTT-HPL-1211 Brker 70/72 CB 36 | Brker7072CB36 |  | no data | no data | Valve | no data | no data | OPEN | CLOSED | no data | no data
6505.0 | 02-HTT-HPL-1211 Brker 74/76 CB 38 | Brker7476CB38 |  | no data | no data | Valve | no data | no data | OPEN | CLOSED | no data | no data
6506.0 | 02-HTT-HPL-1211 Brker 78/80 CB 39 | Brker7880CB39 |  | no data | no data | Valve | no data | no data | OPEN | CLOSED | no data | no data
6507.0 | 02-HTT-HPL-1211 Brker 82 CB 82 | Brker82CB82 |  | no data | no data | Valve | no data | no data | OPEN | CLOSED | no data | no data
6508.0 | 02-HTT-HPL-1211 Brker 84 CB 84 | Brker84CB84 |  | no data | no data | Valve | no data | no data | OPEN | CLOSED | no data | no data
6509.0 | GAS COMPRESSOR"A" S/U PURGE INLET BLOCK VALVE | 00-VFGS442A | no data | FUEL GAS COMPRESSOR "A" | no data | no data | FGS | no data | CLOSED | OPEN | no data | no data
6514.0 | FGC "C" purge valve | 00-VFGS642A | Inide FGC "C" enclosure | no data | no data | Valve | no data | no data | CLOSED | OPEN | no data | no data
6519.0 | FGC B IGV INA ISO | null | FUEL GAS COMPRESSOR AREA | no data | no data | Valve | no data | no data | CLOSED | OPEN | no data | no data
6520.0 | GAS COMPRESSOR"A" GAS PURGE NITROGEN FILL/DRAIN VALVE | 00-VFGS442C | no data | FUEL GAS COMPRESSOR "A" | no data | no data | FGS | no data | CLOSED | OPEN | no data | no data
6521.0 | FGC "C" purge valve | 00-VFGS642C | Inide FGC "C" enclosure | no data | no data | Valve | no data | no data | CLOSED | OPEN | no data | no data
6522.0 | FGC "B" purge valve | 00-VFGS542C | Inide FGC "B" enclosure | no data | no data | Valve | no data | no data | CLOSED | OPEN | no data | no data
6524.0 | SEAL OIL REGULATOR INLET | MKW01AA110 | U1 Basement | no data | no data |  | no data | no data | CLOSED | OPEN | no data | no data
6525.0 | SEAL OIL STRAINER OUTLET | MKW01AA112 | U1 Basement | no data | no data |  | no data | no data | CLOSED | OPEN | no data | no data
6526.0 | SEAL OIL REGULATOR OIL SUPPLY | MKW01AA807 | U1 Basement | no data | no data |  | no data | no data | CLOSED | OPEN | no data | no data
6527.0 | SEAL OIL REGULATOR H2 SUPPLY | MKW02AA801 | U1 Basement | no data | no data |  | no data | no data | CLOSED | OPEN | no data | no data
6528.0 | SEAL OIL FLOAT TRAP VENT | MKW03AA901 | U1 Basement | no data | no data |  | no data | no data | CLOSED | OPEN | no data | no data
6529.0 | SEAL OIL FLOAT TRAP INLET | MKW03AA101 | U1 Basement | no data | no data |  | no data | no data | CLOSED | OPEN | no data | no data
6530.0 | SEAL OIL FLOAT TRAP OUTLET | MKW03AA103 | U1 Basement | no data | no data |  | no data | no data | CLOSED | OPEN | no data | no data
6531.0 | MINI BULK CO2 OUTLET ISO | V-1 | CO2 MINI BULK | no data | no data |  | no data | no data | CLOSED | OPEN | no data | no data
6532.0 | SEAL OIL REGULATOR INLET | MKW01AA110 | Turbine Basement | no data | no data |  | no data | no data | CLOSED | OPEN | no data | no data
6533.0 | SEAL OIL STRAINER OUTLET | MKW01AA112 | Turbine Basement | no data | no data |  | no data | no data | CLOSED | OPEN | no data | no data
6534.0 | SEAL OIL REGULATOR OIL SUPPLY | MKW01AA807 | Turbine Basement | no data | no data |  | no data | no data | CLOSED | OPEN | no data | no data
6535.0 | SEAL OIL REGULATOR H2 SUPPLY | MKW02AA801 | Turbine Basement | no data | no data |  | no data | no data | CLOSED | OPEN | no data | no data
6536.0 | SEAL OIL FLOAT TRAP VENT | MKW03AA901 | Turbine Basement | no data | no data |  | no data | no data | CLOSED | OPEN | no data | no data
6537.0 | SEAL OIL FLOAT TRAP INLET | MKW03AA101 | Turbine Basement | no data | no data |  | no data | no data | CLOSED | OPEN | no data | no data
6538.0 | SEAL OIL FLOAT TRAP OUTLET | MKW03AA103 | Turbine Basement | no data | no data |  | no data | no data | CLOSED | OPEN | no data | no data
6539.0 | H2 ISOLATION | 02-VCMG103 | UNIT 2 EAST BUILDING WALL OUTSIDE | no data | no data |  | no data | no data | CLOSED | OPEN | no data | no data
6540.0 | H2 ISOLATION | 02-VCMG113 | UNIT 2 EAST BUILDING WALL OUTSIDE | no data | no data |  | no data | no data | CLOSED | OPEN | no data | no data
6541.0 | H2 VENT | 02-VCMG602 | UNIT 2 EAST BUILDING WALL OUTSIDE | no data | no data |  | no data | no data | OPEN | CLOSED | no data | no data
6542.0 | Purge Air to TCA System | QFF11AA033 | U2 HRSG | no data | no data |  | no data | no data | CLOSED | OPEN | no data | no data
6546.0 | U1 Turbine Building isolation Post Indicating Valve | 00-IDV-FPS610 | East of TB U1 | no data | no data |  | no data | no data | CLOSED | OPEN | no data | no data
6552.0 | INA Low point drain VALVE Fire System U1 ST/Generator Coupling | null | U1 TURBINE BLDG | no data | no data | Valve | no data | no data | OPEN | CLOSED | no data | no data
6553.0 | U1 Excitation Field Breaker (FCB) | 01MKC01GU101ExcitationCubicle | U1 Excitation Building | no data | no data | Breaker | no data | no data | racked out | Racked in | no data | no data
6554.0 | HEATER (GT PACKAGE GAS DETECTORS) | 01MBY91GZ100 | TCP panel 01BJA01; BR43 | no data | no data |  | no data | no data | OPEN | CLOSED | no data | no data
6555.0 | DB Igniter Fuse 7 | TB-AC1-Fuse7 | Duct Burner Control Panel | no data | no data | fuse | no data | no data | pulled | inserted | no data | no data
6557.0 | PURGE AIR TO U1 ECA "A" CMP SUCTION | null | U1 ECA COMPRESSOR | no data | no data |  | no data | no data | CLOSED | CLOSED | no data | no data
6558.0 | PURGE AIR TO U1 ECA "B" CMP SUCTION | null | U1 ECA "B" COMPRESSOR | no data | no data |  | no data | no data | CLOSED | CLOSED | no data | no data
6559.0 | PURGE AIR TO U1 ECA SYSTEM | null | U1 ECA CMP AREA | no data | no data |  | no data | no data | CLOSED | OPEN | no data | no data
6560.0 | VHHS801/802 01-HTT-HPL-1111 | Brker3436CB18 | Top of U1 HRSG west (between HP and IP drums) | no data | no data | Breaker | no data | no data | OPEN | CLOSED | no data | no data
6561.0 | HP IBD 909 - 01-HTT-HPL-2114 | Brker68CB4 | Outside of U1 HRSG MCC enclosure (NE corner of the enclosure) | no data | no data | Breaker | no data | no data | OPEN | CLOSED | no data | no data
6562.0 | 01-VHHS842/843/01-MOV-HHS908 01-HTT-HPL-1112 | Brker4143CB21 | Outside of U1 HRSG MCC enclosure (NE corner of the enclosure) | no data | no data | Breaker | no data | no data | OPEN | CLOSED | no data | no data
6563.0 | 01-MOV-HRS912 01-HTT-HPL1116 | Brker3840CB20 | Outside of U1 HRSG MCC enclosure (SE corner of the enclosure) | no data | no data | Breaker | no data | no data | OPEN | CLOSED | no data | no data
6564.0 | 01-VHHS971/983/984/985 01-HTT-HPL-1111 | Brker3335CB17 | Top of U1 HRSG west (between HP and IP drums) | no data | no data | Breaker | no data | no data | OPEN | CLOSED | no data | no data
6565.0 | 01-MOV-HHS-910 01-HTT-HPL-1116 | Brker5052CB26 | Outside of U1 HRSG MCC enclosure (SE corner of the enclosure) | no data | no data | Breaker | no data | no data | OPEN | CLOSED | no data | no data
6566.0 | O’Bryan box HPS101 01-HTT-HPL-2111 | Brker4648CB24 | U1 HRSG piperack 1st level (North) | no data | no data | Breaker | no data | no data | OPEN | CLOSED | no data | no data
6567.0 | UNIT 2 LP DRAINS TANK PUMP MTR A | 02-STP-MPM-01A | 02-ACC-MCC-141, CUBICLE12FB | no data | no data | 480 V MOLDED CASE BREAKER | no data | no data | OPEN | CLOSED | no data | no data
6570.0 | Inlet valve suction strainers LP 2A pump 02-VSTP900A | 02-VSTP900A | unit 2 STP pump U2 "A" | no data | no data |  | no data | no data | CLOSED | OPEN | no data | no data
6571.0 | inlet valve suction strainer LP 2A pump 02-VSTP900C | 02-VSTP900C | unit 2 STP pump U2 "A" | no data | no data | Valve | no data | no data | CLOSED | OPEN | no data | no data
6572.0 | discharge valve after strainer ( LP 2A pump - 02-VSTP900B) | LP2Apump-02-VSTP900B | unit 2 STP pump U2 "A" | no data | no data | Valve | no data | no data | CLOSED | OPEN | no data | no data
6573.0 | discharge valve after strainer ( LP 2A pump - 02-VSTP900D) | 02-VSTP900D | unit 2 STP pump U2 "A" | no data | no data | Valve | no data | no data | CLOSED | OPEN | no data | no data
6574.0 | Alliance HP Reg station Manual Iso 772 | 7720 | Alliance HP Reg station | no data | no data | Valve | no data | no data | CLOSED | OPEN | no data | no data
6575.0 | Alliance HP Reg station Manual vent 780 | 7800 | Alliance HP Reg Station | no data | no data | Valve | no data | no data | OPEN | CLOSED | no data | no data
6576.0 | Alliance HP Reg station Manual vent 788 | 7880 | Alliance HPReg Station | no data | no data | Valve | no data | no data | OPEN | CLOSED | no data | no data
6577.0 | Alliance HP Reg station Manual vent 791 | 7910 | Alliance HP Reg Station | no data | no data | Valve | no data | no data | OPEN | CLOSED | no data | no data
6578.0 | Alliance HP Reg station Outlet Manual Iso 773 | 7730 | Alliance HP Reg Station | no data | no data | Valve | no data | no data | CLOSED | OPEN | no data | no data
6579.0 | Alliance HP Reg station Manual Iso 774 | 7740 | Alliance HP Reg Station | no data | no data | Valve | no data | no data | CLOSED | OPEN | no data | no data
6580.0 | Alliance HP Reg station Manual vent 781 | 7810 | Alliance HP Reg Station | no data | no data | Valve | no data | no data | OPEN | CLOSED | no data | no data
6581.0 | Alliance HP Reg station Manual vent 789 | 7890 | Alliance HP Reg Station | no data | no data | Valve | no data | no data | OPEN | CLOSED | no data | no data
6582.0 | Alliance HP Reg station Manual vent 792 | 7920 | Alliance HP Reg Station | no data | no data | Valve | no data | no data | OPEN | CLOSED | no data | no data
6583.0 | Alliance HP Reg station Outlet Manual Iso 775 | 7750 | Alliance HP Reg Station | no data | no data | Valve | no data | no data | CLOSED | OPEN | no data | no data
6584.0 | Alliance HP Reg station Manual Iso 776 | 7760 | Alliance HP Reg Station | no data | no data | Valve | no data | no data | CLOSED | OPEN | no data | no data
6585.0 | Alliance HP Reg station Manual vent 782 | 7820 | Alliance HP Reg Station | no data | no data | Valve | no data | no data | OPEN | CLOSED | no data | no data
6586.0 | Alliance HP Reg station Manual vent 790 | 7900 | Alliance HP Reg Station | no data | no data | Valve | no data | no data | OPEN | CLOSED | no data | no data
6587.0 | Alliance HP Reg station Manual vent 793 | 7930 | Alliance HP Reg Station | no data | no data | Valve | no data | no data | OPEN | CLOSED | no data | no data
6588.0 | Alliance HP Reg station Outlet Manual Iso 777 | 7770 | Alliance HP Reg Station | no data | no data | Valve | no data | no data | CLOSED | OPEN | no data | no data
6589.0 | Alliance SOV785 INA Supply Iso | 7850 | Jackson Onsite Gas Yard | no data | no data | Valve | no data | no data | CLOSED | OPEN | no data | no data
6590.0 | Alliance SOV786 INA Supply Iso | 7860 | Jackson Onsite gas yard | no data | no data | Valve | no data | no data | CLOSED | OPEN | no data | no data
6591.0 | Alliance HP Reg upstream SOV785 Manual vent 794 | 7940 | Alliance HP Reg Station | no data | no data | Valve | no data | no data | OPEN | CLOSED | no data | no data
6592.0 | Alliance HP Reg station Manual Iso 772 | 7720 | Alliance HP Reg station | no data | no data | Valve | no data | no data | CLOSED | OPEN | no data | no data
6593.0 | Alliance HP Reg station Manual vent 780 | 7800 | Alliance HP Reg Station | no data | no data | Valve | no data | no data | OPEN | CLOSED | no data | no data
6594.0 | Alliance HP Reg station Manual vent 788 | 7880 | Alliance HPReg Station | no data | no data | Valve | no data | no data | OPEN | CLOSED | no data | no data
6595.0 | Alliance HP Reg station Manual vent 791 | 7910 | Alliance HP Reg Station | no data | no data | Valve | no data | no data | OPEN | CLOSED | no data | no data
6596.0 | Alliance HP Reg station Outlet Manual Iso 773 | 7730 | Alliance HP Reg Station | no data | no data | Valve | no data | no data | CLOSED | OPEN | no data | no data
6597.0 | Alliance HP Reg station Manual Iso 774 | 7740 | Alliance HP Reg Station | no data | no data | Valve | no data | no data | CLOSED | OPEN | no data | no data
6598.0 | Alliance HP Reg station Manual vent 781 | 7810 | Alliance HP Reg Station | no data | no data | Valve | no data | no data | OPEN | CLOSED | no data | no data
6599.0 | Alliance HP Reg station Manual vent 789 | 7890 | Alliance HP Reg Station | no data | no data | Valve | no data | no data | OPEN | CLOSED | no data | no data
6600.0 | Alliance HP Reg station Manual vent 792 | 7920 | Alliance HP Reg Station | no data | no data | Valve | no data | no data | OPEN | CLOSED | no data | no data
6601.0 | Alliance HP Reg station Outlet Manual Iso 775 | 7750 | Alliance HP Reg Station | no data | no data | Valve | no data | no data | CLOSED | OPEN | no data | no data
6602.0 | Alliance HP Reg station Manual Iso 776 | 7760 | Alliance HP Reg Station | no data | no data | Valve | no data | no data | CLOSED | OPEN | no data | no data
6603.0 | Alliance HP Reg station Manual vent 782 | 7820 | Alliance HP Reg Station | no data | no data | Valve | no data | no data | OPEN | CLOSED | no data | no data
6604.0 | Alliance HP Reg station Manual vent 790 | 7900 | Alliance HP Reg Station | no data | no data | Valve | no data | no data | OPEN | CLOSED | no data | no data
6605.0 | Alliance HP Reg station Manual vent 793 | 7930 | Alliance HP Reg Station | no data | no data | Valve | no data | no data | OPEN | CLOSED | no data | no data
6606.0 | Alliance HP Reg station Outlet Manual Iso 777 | 7770 | Alliance HP Reg Station | no data | no data | Valve | no data | no data | CLOSED | OPEN | no data | no data
6607.0 | Alliance SOV785 INA Supply Iso | 7850 | Jackson Onsite Gas Yard | no data | no data | Valve | no data | no data | CLOSED | OPEN | no data | no data
6608.0 | Alliance SOV786 INA Supply Iso | 7860 | Jackson Onsite gas yard | no data | no data | Valve | no data | no data | CLOSED | OPEN | no data | no data
6609.0 | Alliance HP Reg upstream SOV785 Manual vent 794 | 7940 | Alliance HP Reg Station | no data | no data | Valve | no data | no data | OPEN | CLOSED | no data | no data
6610.0 | ANR/NB HP Reg station Manual Iso 872 | 8720 | Jackson Onsite gas yard | no data | no data | Valve | no data | no data | CLOSED | OPEN | no data | no data
6611.0 | ANR/NB HP Reg station Manual vent 880 | 8800 | ANR/NB HP Regulating station | no data | no data | Valve | no data | no data | OPEN | CLOSED | no data | no data
6612.0 | ANR/NB HP Reg station Manual vent 888 | 8880 | ANR/NB HP Reg Station | no data | no data | Valve | no data | no data | OPEN | CLOSED | no data | no data
6613.0 | ANR/NB HP Reg station Manual vent 891 | 8910 | ANR/NB HP Reg Station | no data | no data | Valve | no data | no data | OPEN | CLOSED | no data | no data
6614.0 | ANR/NB HP Reg station Outlet Manual Iso 873 | 8730 | ANR/NB HP Reg Station | no data | no data | Valve | no data | no data | CLOSED | OPEN | no data | no data
6615.0 | ANR/NB HP Reg station Manual Iso 874 | 8740 | ANR/NB HP Reg Station | no data | no data | Valve | no data | no data | CLOSED | OPEN | no data | no data
6616.0 | ANR/NB HP Reg station Manual vent 881 | 8810 | ANR/NB HP Reg Station | no data | no data | Valve | no data | no data | OPEN | CLOSED | no data | no data
6617.0 | ANR/NB HP Reg station Manual vent 889 | 8890 | ANR/NB HP Reg Station | no data | no data | Valve | no data | no data | OPEN | CLOSED | no data | no data
6618.0 | ANR/NB HP Reg station Manual vent 892 | 8920 | ANR/NB HP Reg Station | no data | no data | Valve | no data | no data | OPEN | CLOSED | no data | no data
6619.0 | ANR/NB HP Reg station Outlet Manual Iso 875 | 8750 | ANR/NB HP Reg Station | no data | no data | Valve | no data | no data | CLOSED | OPEN | no data | no data
6620.0 | ANR/NB HP Reg station Manual Iso 876 | 8760 | ANR/NB HP Reg Station | no data | no data | Valve | no data | no data | CLOSED | OPEN | no data | no data
6621.0 | ANR/NB HP Reg station Manual vent 882 | 8820 | ANR/NB HP Reg Station | no data | no data | Valve | no data | no data | OPEN | CLOSED | no data | no data
6622.0 | ANR/NB HP Reg station Manual vent 890 | 8900 | ANR/NB HP Reg Station | no data | no data | Valve | no data | no data | OPEN | CLOSED | no data | no data
6623.0 | ANR/NB HP Reg station Manual vent 893 | 8930 | ANR/NB HP Reg Station | no data | no data | Valve | no data | no data | OPEN | CLOSED | no data | no data
6624.0 | ANR/NB HP Reg station Outlet Manual Iso 877 | 8770 | ANR/NB HP Reg Station | no data | no data | Valve | no data | no data | CLOSED | OPEN | no data | no data
6625.0 | ANR/NB SOV885 INA Supply Iso | 8850 | ANR/NB HP Reg Station | no data | no data | Valve | no data | no data | CLOSED | OPEN | no data | no data
6626.0 | ANR/NB SOV886 INA Supply Iso | 8860 | ANR/NB HP Reg Station | no data | no data | Valve | no data | no data | CLOSED | OPEN | no data | no data
6627.0 | ANR/NB HP Reg upstream SOV885 vent 894 | 8940 | ANR/NB HP Reg Station | no data | no data | Valve | no data | no data | OPEN | CLOSED | no data | no data
6628.0 | FGC "C" purge valve | 00-VFGS642A | Inide FGC "C" enclosure | no data | no data | Valve | no data | no data | CLOSED | OPEN | no data | no data
6629.0 | GAS COMPRESSOR"A" S/U PURGE INLET BLOCK VALVE | 00-VFGS442A | no data | FUEL GAS COMPRESSOR "A" | no data | no data | FGS | no data | CLOSED | OPEN | no data | no data
6630.0 | FGC "B" purge valve | 00-VFGS542A | Inide FGC "B" enclosure | no data | no data | Valve | no data | no data | CLOSED | OPEN | no data | no data
6631.0 | UNIT 1 LP DRAINS TANK PUMP MTR A | 01-STP-MPM-01A | 01-ACC-MCC-131, CUBICLE 14FB | no data | no data | 480 V MOLDED CASE BREAKER | no data | no data | OPEN | CLOSED | no data | no data
6632.0 | UNIT 1 LP DRAINS TANK PUMP MTR B | 01-STP-MPM-01B | 01-ACC-MCC-231, CUBICLE12FB | no data | no data | 480 V MOLDED CASE BREAKER | no data | no data | OPEN | CLOSED | no data | no data
6637.0 | HRSG 1 HP SPARGING MOV MAIN FEED | 01-MOV-HHS904 | 01-LVB-PPL-11121 BR 8 OUTSIDE HRSG SWG ENCLOSURE | no data | no data | 480 V CIRCUIT BREACKER | no data | no data | OPEN | CLOSED | no data | no data
6639.0 | DUCT BURNER SOV INA SUPPLY | 01-VFGS922 | DUCT BURNER SKID | no data | no data |  | no data | no data | CLOSED | OPEN | no data | no data
6640.0 | U2 CONDENSATE PUMP B | 02-CND-MPM-01B | MVB SWITCHGEAR 11, CUBICLE 03A | no data | no data | Fuse | no data | no data | OPEN | CLOSED | no data | no data
6641.0 | U2 CONDENSATE PUMP C | 02-CND-MPM-01C | MVB SWITCHGEAR 21, CUBICLE 03B | no data | no data | Fuse | no data | no data | OPEN | CLOSED | no data | no data
6642.0 | GT 2C/ECA RECIRCULATION PUMP (A) | 02LCA14AP101 | TCP NON ESS | no data | no data |  | no data | no data | OPEN | CLOSED | no data | no data
6643.0 | GT 2C/ECA RECIRCULATION PUMP (B) | 02LCA14AP102 | TCP NON ESS | no data | no data |  | no data | no data | OPEN | CLOSED | no data | no data
6644.0 | ACC 2 LRVP 01A | 02-ARM-MPM-01A |  | no data | no data | 480 V MOLDED CASE BREAKER | no data | no data | OPEN | CLOSED | no data | no data
6646.0 | U1 Excitation Field Breaker (FCB) | 01MKC01GU101ExcitationCubicle | U1 Excitation Building | no data | no data | Breaker | no data | no data | racked out | Racked in | no data | no data
6647.0 | HEATER (GT PACKAGE GAS DETECTORS) | 01MBY91GZ100 | TCP panel 01BJA01; BR43 | no data | no data |  | no data | no data | OPEN | CLOSED | no data | no data
6648.0 | DB Igniter Fuse 7 | TB-AC1-Fuse7 | Duct Burner Control Panel | no data | no data | fuse | no data | no data | pulled | inserted | no data | no data
6649.0 | DUCT BURNER SOV INA SUPPLY | 01-VFGS922 | DUCT BURNER SKID | no data | no data |  | no data | no data | CLOSED | OPEN | no data | no data
6651.0 | PURGE AIR TO U1 ECA "A" CMP SUCTION | null | U1 ECA COMPRESSOR | no data | no data |  | no data | no data | CLOSED | CLOSED | no data | no data
6652.0 | PURGE AIR TO U1 ECA "B" CMP SUCTION | null | U1 ECA "B" COMPRESSOR | no data | no data |  | no data | no data | CLOSED | CLOSED | no data | no data
6653.0 | PURGE AIR TO U1 ECA SYSTEM | null | U1 ECA CMP AREA | no data | no data |  | no data | no data | CLOSED | OPEN | no data | no data
6658.0 | UNIT 1 DUCT BURNER INTERSTAGE VENT | 01-VFGS932 | no data | UNIT 1 DUCT BURNER | no data | no data | FGS | no data | OPEN | CLOSED | no data | no data
6659.0 | EXCITATION CUBICLE (FCB) RACKED OUT | 02MKC01GU101 | U2 EXCITOR BLDG | no data | no data | Breaker | no data | no data | OPEN | CLOSED | no data | no data
6660.0 | 220V DC RECTIFIER PANEL | 01BTL01-E01 | TCP, BUS 01BFJ01 | no data | no data | 480 V MOLDED CASE BREAKER | no data | no data | OPEN | CLOSED | no data | no data
6661.0 | 220V DC RECTIFIER PANE | 01BTL01-E02 | TCP BUS 01BMC01 | no data | no data | 480 V MOLDED CASE BREAKER | no data | no data | OPEN | CLOSED | no data | no data
6662.0 | 220VDC OUTPUT BREAKER | 01BTL01-Q21 | TCP, BENNING CAB 01BTL01 | no data | no data |  | no data | no data | OPEN | CLOSED | no data | no data
6663.0 | 220VDC OUTPUT BREAKER | 01BTL01-Q22 | TCP, BENNING CAB 01BTL01 | no data | no data |  | no data | no data | OPEN | CLOSED | no data | no data
6664.0 | U1 Battery Charger "A" 125VDC output | 00-MVA-ENC-01-201Q011 | MED VOLT BUILDING, CAB 00-MVA-ENC-01 | no data | no data |  | no data | no data | OPEN | CLOSED | no data | no data
6665.0 | U1 Battery Charger "B" 125VDC output | 01-LVE-ENC-01-202Q011 | 01-LVE-ENC-01 | no data | no data |  | no data | no data | OPEN | CLOSED | no data | no data
6666.0 | U1 125VDC TO U1 UPS | 01-LVF-UPS-01-201Q100 | MVB, UPS CAB 01-LVF-UPS-01 | no data | no data |  | no data | no data | OPEN | CLOSED | no data | no data
6667.0 | U2 125VDC TO UPS | 01-LVF-UPS-01-201Q100 | MVB 01-LVF-UPS-01 | no data | no data |  | no data | no data | OPEN | CLOSED | no data | no data
6668.0 | 220V DC RECTIFIER PANEL | 02BTL01-E01 | TCP, BUS 02BFJ01 | no data | no data | 480 V MOLDED CASE BREAKER | no data | no data | OPEN | CLOSED | no data | no data
6669.0 | 220V DC RECTIFIER PANE | 02BTL01-E02 | TCP BUS 02BMC01 | no data | no data | 480 V MOLDED CASE BREAKER | no data | no data | OPEN | CLOSED | no data | no data
6670.0 | 220VDC OUTPUT BREAKER | 02BTL01-Q21 | TCP, BENNING CAB 01BTL01 | no data | no data |  | no data | no data | OPEN | CLOSED | no data | no data
6671.0 | 220VDC OUTPUT BREAKER | 02BTL01-Q22 | TCP, BENNING CAB 01BTL01 | no data | no data |  | no data | no data | OPEN | CLOSED | no data | no data
6672.0 | U2 Battery Charger "A" 125VDC output | 02-LVE-CHG-01AQ011 | MED VOLT BUILDING, CAB 02-LVE-CHG-01A | no data | no data |  | no data | no data | OPEN | CLOSED | no data | no data
6673.0 | U2 Battery Charger "B" 125VDC output | 02-LVE-CHG-01BQ011 | MVB, CAB 02-LVE-CHG-01B | no data | no data |  | no data | no data | OPEN | CLOSED | no data | no data
6674.0 | U1 Battery Charger "A" 125VDC output | 01-LVE-CHG-01AQ011 | MED VOLT BUILDING, CAB 01-LVE-CHG-01A | no data | no data |  | no data | no data | OPEN | CLOSED | no data | no data
6675.0 | U1 Battery Charger "B" 125VDC output | 01-LVE-ENC-01-202Q011 | MVB,CAB 01-LVE-CHG-01B | no data | no data |  | no data | no data | OPEN | CLOSED | no data | no data
6676.0 | UNIT 1 LP DRAINS TANK PUMP MTR A | 01-STP-MPM-01A | 01-ACC-MCC-131, CUBICLE 12FB | no data | no data | 480 V MOLDED CASE BREAKER | no data | no data | OPEN | CLOSED | no data | no data
6677.0 | UNIT 1 LP DRAINS TANK PUMP MTR B | 01-STP-MPM-01B | 01-ACC-MCC-231, CUBICLE14FB | no data | no data | 480 V MOLDED CASE BREAKER | no data | no data | OPEN | CLOSED | no data | no data
6678.0 | UNIT 1 AUXBLR TO STM SEP INLET BYP HANDWHEEL | 01-MOV-AXS322H | 2ND PIPE RACK | no data | no data | MOV handwheel | no data | no data | CLOSED | CLOSED | no data | no data
6680.0 | O'Bryan box HPS 101 01-HTT-HPL-2111 | Brker4648CB24 | U1 HRSG piperack 1st level (North) | no data | no data | Breaker | no data | no data | OPEN | CLOSED | no data | no data
6681.0 | 02-VHHS971/983/984/985 02-HTT-HPL-2211 | Brker3032CB16 | Top of U2 HRSG west (between HP and IP drums) | no data | no data | Breaker | no data | no data | OPEN | CLOSED | no data | no data
6682.0 | 02-MOV-HHS-907 - 02-HTT-HPL-2217 | Brker13CB1 | Top of U2 HRSG east (NE of LP drum) | no data | no data | Breaker | no data | no data | OPEN | CLOSED | no data | no data
6683.0 | 02-HHS-993 sparge 02-HTT-HPL-1216 | Brker3436CB18 | Outside of U2 HRSG MCC enclosure (NW corner of the enclosure) | no data | no data | Breaker | no data | no data | OPEN | CLOSED | no data | no data
6684.0 | U1 Evap Cooler Pump | CB01 | U1 Evap Panel | no data | no data |  | no data | no data | OPEN | CLOSED | no data | no data
6685.0 | U1 Evap Pump Suction | MBL02AA201 |  | no data | no data |  | no data | no data | CLOSED | OPEN | no data | no data
6686.0 | U1 Evap Pump Discharge | MBL02AA202 |  | no data | no data |  | no data | no data | CLOSED | OPEN | no data | no data
6687.0 | U2 Evap Cooler Pump | CB01 | U2 Evap Panel | no data | no data |  | no data | no data | OPEN | CLOSED | no data | no data
6688.0 | U2 Evap Pump Suction | MBL02AA201 |  | no data | no data |  | no data | no data | CLOSED | OPEN | no data | no data
6689.0 | U2 Evap Pump Discharge | MBL02AA202 |  | no data | no data |  | no data | no data | CLOSED | OPEN | no data | no data
6690.0 | Inst Air to DB purge credit valves | 02-V-BUR890 | U2 DB skid | no data | no data |  | no data | no data | CLOSED | OPEN | no data | no data
6691.0 | DB igniters | TB-AC1fuse7 | Unit 2 Duct Burner Managment System Cabinet 02-BUR-JBX-01 | no data | no data | Fuse | no data | no data | pulled | inserted | no data | no data
6692.0 |  | null |  | no data | no data |  | no data | no data | OPEN | CLOSED | no data | no data
6696.0 | ANR HV110 manual isolation | HV110 | ANR- Upstream in Standby Regulator Run | no data | no data | Valve | no data | no data | CLOSED | OPEN | no data | no data
6697.0 | ANR HV120 manual isolation | HV120 | ANR- Upstream in primary Reg Run | no data | no data | Valve | no data | no data | CLOSED | OPEN | no data | no data
6698.0 | ANR HV130 manual isolation | HV130 | T/C Interconnect | no data | no data | Valve | no data | no data | CLOSED | OPEN | no data | no data
6699.0 | ANR HV115 manual isolation | HV115 | ANR- Downstream in Standby Reg Run | no data | no data | Valve | no data | no data | CLOSED | OPEN | no data | no data
6700.0 | ANR HV125 manual isolation | HV125 | ANR- Downstream in Primary Reg run | no data | no data | Valve | no data | no data | CLOSED | OPEN | no data | no data
6701.0 | ANR HV135 manual isolation | HV135 | T/C Interconnect | no data | no data | Valve | no data | no data | CLOSED | OPEN | no data | no data
6703.0 | U2 CALCITE BACKWASH MAIN INLET | 02-VDWS820 | UNIT 2 TURBINE BUILDING | no data | no data |  | no data | no data | CLOSED | OPEN | no data | no data
6704.0 | U2 CALCITE CONTACTOR DEMIN INLET ISO VALVE | 02-FCV-VDWS100 | UNIT 2 TURBINE BUILDING | no data | no data |  | no data | no data | CLOSED | OPEN | no data | no data
6705.0 | U2 CALCITE CONTACTOR VESSEL "1" WATER OUTLET | 02-VDWS813 | UNIT 2 TURBINE BUILDING | no data | no data |  | no data | no data | CLOSED | OPEN | no data | no data
6706.0 | U2 CALCITE CONTACTOR VESSEL "2" WATER OUTLET | 01-VDWS817 | U2 TURBINE BUILDING | no data | no data |  | no data | no data | CLOSED | OPEN | no data | no data
6707.0 | U2 CALCITE WATER MAIN OUTLET ISO | 02-VDWS819 | UNIT 2 TURBINE BUILDING | no data | no data |  | no data | no data | CLOSED | OPEN | no data | no data
6710.0 | U1 CALCITE BACKWASH MAIN INLET | 01-VDWS820 | UNIT 1 TURBINE BUILDING | no data | no data |  | no data | no data | CLOSED | OPEN | no data | no data
6711.0 | U1 CALCITE CONTACTOR DEMIN INLET ISO VALVE | 01-VDWS800 | UNIT 1 TURBINE BUILDING | no data | no data |  | no data | no data | CLOSED | OPEN | no data | no data
6712.0 | U1 CALCITE CONTACTOR VESSEL "1" WATER OUTLET | 01-VDWS813 | UNIT 1 TURBINE BUILDING | no data | no data |  | no data | no data | CLOSED | OPEN | no data | no data
6713.0 | U1 CALCITE CONTACTOR VESSEL "2" WATER OUTLET | 01-VDWS817 | U1 TURBINE BUILDING | no data | no data |  | no data | no data | CLOSED | OPEN | no data | no data
6714.0 | U1 CALCITE WATER MAIN OUTLET ISO | 01-VDWS819 | UNIT 1 TURBINE BUILDING | no data | no data |  | no data | no data | CLOSED | OPEN | no data | no data
6727.0 | MAIN GAS AUTO BLOCK | 01-YV-BUR850 | U1 duct burners | no data | no data |  | no data | no data | CLOSED | OPEN | no data | no data
6728.0 | HRSG 2 LP STEAM OUTLET STOP MAIN PWR FEED | 02-MOV-HLS906 | 02-LVB-PPL-2112 BR 20,22,24 INSIDE HRSG SWG ENCLOSURE | no data | no data | 480 V CIRCUIT BREACKER | no data | no data | OPEN | CLOSED | no data | no data
6729.0 | HRSG 2 LP STEAM OUTLET STOP HANDWHEEL | 02-MOV-HLS906 | East of HRSG | no data | no data | Valve | no data | no data | CLOSED | OPEN | no data | no data
6730.0 | HRSG 2 IP STEAM STOP MAIN PWR FEED | 02-MOV-HIS908 | 02-LVB-PPL-11121 BR 8 OUTSIDE HRSG SWG ENCLOSURE | no data | no data | 480 V CIRCUIT BREACKER | no data | no data | OPEN | CLOSED | no data | no data
6731.0 | HRSG 2 IP STEAM STOP HANDWHEEL | 02-MOV-HIS908 |  | no data | no data | Valve | no data | no data | CLOSED | OPEN | no data | no data
6732.0 | HRSG 2 IP STEAM STOP BYPASS | 02-MOV-HIS908B |  | no data | no data | Valve | no data | no data | CLOSED | CLOSED | no data | no data
6733.0 | HRSG 2 HP STEAM OUTLET STOP MOV PWR FEED | 02-MOV-HHS906 | 02-LVB-PPL-2111 BR 25,27,29 TOP OF HRSG HP DRUM | no data | no data | 480 V CIRCUIT BREACKER | no data | no data | OPEN | CLOSED | no data | no data
6734.0 | HRSG 2 HP STEAM OUTLET STOP MOV HANDWHEEL | 02-MOV-HHS906 | TOP OF THE HRSG | no data | no data | Valve | no data | no data | CLOSED | OPEN | no data | no data
6735.0 | HRSG 2 HP STEAM OUTLET STOP MOV BYPASS | 02-MOV-HHS906B | TOP OF THE HRSG | no data | no data | Valve | no data | no data | CLOSED | CLOSED | no data | no data
6736.0 | HRSG 2 HP STEAM OUTLET STOP VLV BYP MOV FEED | 02-MOV-HHS907 | 02-LVB-PPL-2111 BR 7,9,11 TOP OF HRSG HP DRUM | no data | no data | 480 V CIRCUIT BREACKER | no data | no data | OPEN | CLOSED | no data | no data
6737.0 | HRSG 2 HP STEAM OUTLET STOP VLV BYP MOV HANDWHEEL | 02-MOV-HHS907 | TOP OF HRSG HP DRUM | no data | no data | Valve | no data | no data | CLOSED | OPEN | no data | no data
6738.0 | HRSG 2 HP STEAM OUTLET STOP VLV BYP MOV BYPASS | 02-MOV-HHS907B | TOP OF HRSG HP DRUM | no data | no data | Valve | no data | no data | CLOSED | CLOSED | no data | no data
6739.0 | DISCONNECT DOWNSTREAM OF GCB U1 | 89G-1Q9 | GCB landing | no data | no data | DISCONNECT | no data | no data | OPEN | CLOSED | no data | no data
6740.0 | SFC TO U1 GENERATOR DISCONNECT | 89SS-1 | U1 GSB | no data | no data | DISCONNECT | no data | no data | OPEN | CLOSED | no data | no data
6741.0 | U2 CONDENSATE PUMP B | 02-CND-MPM-02B | MVB SWITCHGEAR 11, CUBICLE 03A | no data | no data | Breaker | no data | no data | OPEN | CLOSED | no data | no data
6742.0 | U2 CONDENSATE PUMP C | 02-CND-MPM-02C | MVB SWITCHGEAR 21, CUBICLE 03B | no data | no data | Breaker | no data | no data | OPEN | CLOSED | no data | no data
6754.0 | MPV21AA904 LO Purifier Pump Discharge Vlv | MPV21AA904 | U2 Lube Oil Skid | no data | no data |  | no data | no data | CLOSED | OPEN | no data | no data
6755.0 | MPV21AA106 LO Purifier Outlet to Tank | MPV21AA106 | U2 Lube Oil Skid | no data | no data |  | no data | no data | CLOSED | OPEN | no data | no data
6756.0 | MPV21AA902 LO Purifier Filter Drain | MPV21AA902 | U2 Lube Oil Skid | no data | no data |  | no data | no data | OPEN | CLOSED | no data | no data
6757.0 | 480v Normal Feed to UPS 1 | 00-LVF-XFR-01 | MVB, 01-LVB-SWB-171, BR 4 | no data | no data | 480 V CIRCUIT BREACKER | no data | no data | OPEN | CLOSED | no data | no data
6758.0 | UPS BYPASS TRANSFORMER | 01-LVF-UPS-01 | BYPASS SWITCH Q500 UPS#1, DOOR 6 | no data | no data | SWITCH | no data | no data | Bypass | AUTO | no data | no data
6759.0 | UPS 125VDC SYSTEM UNIT 01 | 01-LVF-UPS-01 | MVB, DOOR 2, DC DISTRIBUTION PANEL 01-LVE-PPL-01, F6 | no data | no data | SWITCH | no data | no data | OPEN | CLOSED | no data | no data
6760.0 | UPS 125VDC SYSTEM UNIT 02 | 02-LVF-UPS-01 | MVB, DOOR 2, DC DISTRIBUTION PANEL 02-LVE-PPL-01, F6 | no data | no data | SWITCH | no data | no data | OPEN | CLOSED | no data | no data
6761.0 | U1 220V DC FEED TO RECTIFIER | 01BTL01BRQ4 | TCP | no data | no data | DC Breaker | no data | no data | OPEN | CLOSED | no data | no data
6762.0 | U1 220V DC FEED TO LOAD | 01BTL01BRQ51 | TCP | no data | no data | DC Breaker | no data | no data | OPEN | CLOSED | no data | no data
6763.0 | U1 220V DC FEED TO LOAD | 01BTL01BRQ52 | TCP | no data | no data | DC Breaker | no data | no data | OPEN | CLOSED | no data | no data
6764.0 | U1 220V DC FEED TO LOAD | 01BTL01BRQ53 | TCP | no data | no data | DC Breaker | no data | no data | OPEN | CLOSED | no data | no data
6765.0 | U1 480V AC FEED TO RECTIFIER PANEL | 01BTL01220VDCRECTIFIERPANEL | U1 TCP | no data | no data | 480 V CIRCUIT BREAKER | no data | no data | OPEN | CLOSED | no data | no data
6766.0 | U1 480V AC FEED TO RECTIFIER PANEL | 01BFJ01 | TCP, BENNING CAB 01BTL01 | no data | no data | 480 V CIRCUIT BREAKER | no data | no data | OPEN | CLOSED | no data | no data
6767.0 | U2 220V DC FEED TO RECTIFIER | 02BTL01BRQ4 | TCP | no data | no data | DC Breaker | no data | no data | OPEN | CLOSED | no data | no data
6768.0 | U2 220V DC FEED TO LOAD | 02BTL01BRQ51 | TCP | no data | no data | DC Breaker | no data | no data | OPEN | CLOSED | no data | no data
6769.0 | U2 220V DC FEED TO LOAD | 02BTL01BRQ52 | TCP | no data | no data | DC Breaker | no data | no data | OPEN | CLOSED | no data | no data
6770.0 | U2 220V DC FEED TO LOAD | 02BTL01BRQ53 | TCP | no data | no data | DC Breaker | no data | no data | OPEN | CLOSED | no data | no data
6771.0 | U2 480V AC FEED TO RECTIFIER PANEL | 02BTL01220VDCRECTIFIERPANEL | U2 TCP | no data | no data | 480 V CIRCUIT BREAKER | no data | no data | OPEN | CLOSED | no data | no data
6772.0 | U2 480V AC FEED TO RECTIFIER PANEL | 02BFJ01 | TCP, BENNING CAB 02BTL01 | no data | no data | 480 V CIRCUIT BREAKER | no data | no data | OPEN | CLOSED | no data | no data
6773.0 | U1 Pulse air inlet isolation | ISOLATIONBEFOREAIRREGULATOR | U1 INLET AIR INTAKE, UNDERNEATH NW | no data | no data | Valve | no data | no data | CLOSED | OPEN | no data | no data
6775.0 | U2 Pulse air inlet isolation | ISOLATIONBEFOREAIRREGULATOR | U2 INLET AIR INTAKE, UNDERNEATH NW | no data | no data | Valve | no data | no data | CLOSED | OPEN | no data | no data
6777.0 | U2 Turbine Building isolation Post Indicating Valve | 00-IDV-FPS610 | East of TB U2 | no data | no data |  | no data | no data | CLOSED | OPEN | no data | no data
6782.0 | INA Low point drain VALVE Fire System U2 ST/Generator Coupling | null | U2 TURBINE BLDG | no data | no data | Valve | no data | no data | OPEN | CLOSED | no data | no data
6784.0 | 01-BST-CND-100 "A" South Inlet Iso | null | CONDENSATE RECEIVER TANK AREA | no data | no data |  | no data | no data | CLOSED | OPEN | no data | no data
6785.0 | 01-BST-CND-100 "A" South Outlet Iso | null | CONDENSATE RECEIVER TANK AREA | no data | no data |  | no data | no data | CLOSED | OPEN | no data | no data
6786.0 | A South Strainer Vent Iso VCND320 | null | CONDENSATE RECEIVER TANK AREA | no data | no data |  | no data | no data | OPEN | CLOSED | no data | no data
6787.0 | 01-BST-CND-100 "A" North Inlet Iso | null | CONDENSATE RECEIVER TANK AREA | no data | no data |  | no data | no data | CLOSED | OPEN | no data | no data
6788.0 | 01-BST-CND-100 "A" North Outlet Iso | null | CONDENSATE RECEIVER TANK AREA | no data | no data |  | no data | no data | CLOSED | OPEN | no data | no data
6789.0 | A North Strainer Vent Iso VCND320 | null | CONDENSATE RECEIVER TANK AREA | no data | no data |  | no data | no data | CLOSED | OPEN | no data | no data
6790.0 | A South Strainer Vent Iso VCND320 | null | CONDENSATE RECEIVER TANK AREA | no data | no data |  | no data | no data | CLOSED | OPEN | no data | no data
6791.0 | U1 CONDENSATE PUMP A | 01-CND-MPM-01A | MVB SWITCHGEAR 11, CUBICLE 02A | no data | no data | DISCONNECT | no data | no data | OPEN | CLOSED | no data | no data
6792.0 | 01-BST-CND-100 North Inlet Iso | null | CONDENSATE RECEIVER TANK AREA | no data | no data |  | no data | no data | CLOSED | OPEN | no data | no data
6793.0 | 01-BST-CND-100 South Inlet Iso | null | CONDENSATE RECEIVER TANK AREA | no data | no data |  | no data | no data | CLOSED | OPEN | no data | no data
6794.0 | 01-BST-CND-100 North Outlet Iso | null | CONDENSATE RECEIVER TANK AREA | no data | no data |  | no data | no data | CLOSED | OPEN | no data | no data
6795.0 | 01-BST-CND-100 South Outlet Iso | null | CONDENSATE RECEIVER TANK AREA | no data | no data |  | no data | no data | CLOSED | OPEN | no data | no data
6796.0 | North Strainer Vent Iso VCND100 | null | CONDENSATE RECEIVER TANK AREA | no data | no data |  | no data | no data | CLOSED | OPEN | no data | no data
6797.0 | South Strainer Vent Iso VCND320 | null | CONDENSATE RECEIVER TANK AREA | no data | no data |  | no data | no data | CLOSED | OPEN | no data | no data
6798.0 | UNIT 1 125VDC BATTERY CHARGER A (MVB) | 01-LVE-CHG-01ABR14 | Medium voltage | no data | no data | 480 V CIRCUIT BREACKER | no data | no data | OPEN | CLOSED | no data | no data
6799.0 | UNIT 2 125VDC BATTERY CHARGER A | 02-LVE-CHG-01ABR16 | Medium voltage | no data | no data |  | no data | no data | OPEN | CLOSED | no data | no data
6800.0 | CH. A INP. TO PRIM. DC BUS | 01-LVE-PPL-01F3 | MVB, DC DISTRIBUTION PANEL 01-LVE-PPL-01, F3 | no data | no data |  | no data | no data | OPEN | CLOSED | no data | no data
6801.0 | 125 VDC CHARGER A INPUT TO SECONDARY DC BUS | 02-LVE-PPL-01F2 | MVB, DC DISTRIBUTION PANEL 02-LVE-PPL-01, F2 | no data | no data |  | no data | no data | OPEN | CLOSED | no data | no data
6802.0 | CH. A INP. TO PRIM. DC BUS | 02-LVE-PPL-01F3 | MVB, DC DISTRIBUTION PANEL 02-LVE-PPL-01, F3 | no data | no data |  | no data | no data | OPEN | CLOSED | no data | no data
6803.0 | UNIT 1 125VDC BATTERY CHARGER B | 01-LVE-CHG-01BBR15 | MVB, 02-LVB-SWB-271 | no data | no data | 480 V CIRCUIT BREACKER | no data | no data | OPEN | CLOSED | no data | no data
6804.0 | Unit 1 CHARGER B INPUT TO SECONDARY DC BUS | 01-LVE-PPL-01F4 | MVB, DC DISTRIBUTION PANEL 01-LVE-PPL-01 | no data | no data | 125VDC Disconnect | no data | no data | OPEN | CLOSED | no data | no data
6805.0 | Unit 1 CH. B INP. TO PRIM. DC BUS | 01-LVE-PPL-01F5 | MVB, DC DISTRIBUTION PANEL 01-LVE-PPL-01 | no data | no data | 125VDC Disconnect | no data | no data | OPEN | CLOSED | no data | no data
6806.0 | UNIT 2 125VDC BATTERY CHARGER B | 02-LVE-CHG-01BBR15 | MVB, 01-LVB-SWB-171 | no data | no data | 480 V CIRCUIT BREACKER | no data | no data | OPEN | CLOSED | no data | no data
6807.0 | UNit 2 CHARGER B INPUT TO SECONDARY DC BUS | 02-LVE-PPL-01F4 | MVB, DC DISTRIBUTION PANEL 02-LVE-PPL-01 | no data | no data | 125VDC Disconnect | no data | no data | OPEN | CLOSED | no data | no data
6808.0 | Unit 2 CH. B INP. TO PRIM. DC BUS | 02-LVE-PPL-01F5 | MVB, DC DISTRIBUTION PANEL 02-LVE-PPL-01 | no data | no data |  | no data | no data | OPEN | CLOSED | no data | no data

## Vendor
ID | Description | Location | Equipment | Extra Info | Type | System | P&ID | Normal Pos | Iso Pos | Fluid | Size | Rec ID
00-FCV-DWS111 | DEMIN PUMP MIN FLOW RECIRC | DEMIN TANK AREA | no data | PUMP MIN RECIRC | no data | DWS | PD-410 | OPEN | CLOSED | Water | 2" | no data
00-FCV-SWS101 | POTABLE WATER MAKEUP CV | SERVICE WATER TANK AREA | no data | POTABLE WATER MAKEUP CV | no data | SWS | PD-390 | OPEN | CLOSED | Water | 4" | no data
00-FCV-SWS112 | SERVICE WATER PUMP RECIRC CONTROL VALVE | SERVICE WATER TANK AREA | no data | SERVICE WATER PUMP RECIRC CONTROL VALVE | no data | SWS | PD-391 | OPEN | CLOSED | Water | 4" | no data
00-PCV-AXS113 | AUX BOILER BACK PRESSURE CONTROL VALVE | AUX BOILER AREA | no data | AUX BOILER BACK PRESSURE CONTROL VALVE | no data | AXS | PD-120 | OPEN | CLOSED | Steam | 6" | no data
00-PRV-CMG603 | NITROGEN STORAGE CYLINDER RACK OUTLET | GAS YARD AREA | no data | NITROGEN STORAGE CYLINDER RACK OUTLET | no data | CMG | PD-570 | CLOSED | CLOSED | NITROGEN | 1" | no data
00-PRV-CMG604 | NITROGEN STORAGE CYLINDER RACK OUTLET | GAS YARD AREA | no data | NITROGEN STORAGE CYLINDER RACK OUTLET | no data | CMG | PD-570 | CLOSED | CLOSED | NITROGEN | 1" | no data
00-PRV-INA220 | no data | no data | no data | UTS PRV | no data | INA | PD-552 | no data | no data | AIR | 0.75" | no data
00-PRV-INA224 | no data | no data | no data | UTS PRV | no data | INA | PD-552 | no data | no data | AIR | 0.75" | no data
00-PRV-INA228 | no data | no data | no data | UTS PRV | no data | INA | PD-552 | no data | no data | AIR | 0.75" | no data
00-PRV-INA232 | no data | no data | no data | UTS PRV | no data | INA | PD-552 | no data | no data | AIR | 0.75" | no data
00-PRV-INA236 | no data | no data | no data | UTS PRV | no data | INA | PD-552 | no data | no data | AIR | 0.75" | no data
00-PRV-INA240 | no data | no data | no data | UTS PRV | no data | INA | PD-552 | no data | no data | AIR | 0.75" | no data
00-PRV-INA244 | no data | no data | no data | UTS PRV | no data | INA | PD-553 | no data | no data | AIR | 0.75" | no data
00-PRV-INA248 | no data | no data | no data | UTS PRV | no data | INA | PD-554 | no data | no data | AIR | 0.75" | no data
00-PRV-INA252 | no data | no data | no data | UTS PRV | no data | INA | PD-554 | no data | no data | AIR | 0.75" | no data
00-PRV-INA256 | no data | no data | no data | UTS PRV | no data | INA | PD-554 | no data | no data | AIR | 0.75" | no data
00-PRV-INA260 | no data | no data | no data | UTS PRV | no data | INA | PD-553 | no data | no data | AIR | 0.75" | no data
00-PRV-INA264 | no data | no data | no data | UTS PRV | no data | INA | PD-553 | no data | no data | AIR | 0.75" | no data
00-PRV-INA268 | no data | no data | no data | UTS PRV | no data | INA | PD-553 | no data | no data | AIR | 0.75" | no data
00-PRV-INA272 | no data | no data | no data | UTS PRV | no data | INA | PD-554 | no data | no data | AIR | 0.75" | no data
00-PRV-INA276 | no data | no data | no data | UTS PRV | no data | INA | PD-554 | no data | no data | AIR | 0.75" | no data
00-PRV-INA280 | no data | no data | no data | UTS PRV | no data | INA | PD-554 | no data | no data | AIR | 0.75" | no data
00-PRV-INA284 | no data | no data | no data | UTS PRV | no data | INA | PD-554 | no data | no data | AIR | 0.75" | no data
00-PRV-INA288 | no data | no data | no data | UTS PRV | no data | INA | PD-554 | no data | no data | AIR | 0.75" | no data
00-PRV-INA300 | no data | no data | no data | UTS PRV | no data | INA | PD-555 | no data | no data | AIR | 0.75" | no data
00-PRV-INA304 | no data | no data | no data | UTS PRV | no data | INA | PD-555 | no data | no data | AIR | 0.75" | no data
00-PRV-INA308 | no data | no data | no data | UTS PRV | no data | INA | PD-555 | no data | no data | AIR | 0.75" | no data
00-PRV-INA312 | no data | no data | no data | UTS PRV | no data | INA | PD-555 | no data | no data | AIR | 0.75" | no data
00-PRV-INA316 | no data | no data | no data | UTS PRV | no data | INA | PD-561 | no data | no data | AIR | 0.75" | no data
00-PRV-INA320 | no data | no data | no data | UTS PRV | no data | INA | PD-562 | no data | no data | AIR | 0.75" | no data
00-PRV-INA324 | no data | no data | no data | UTS PRV | no data | INA | PD-562 | no data | no data | AIR | 0.75" | no data
00-PRV-INA328 | no data | no data | no data | UTS PRV | no data | INA | PD-556 | no data | no data | AIR | 0.75" | no data
00-PRV-INA332 | no data | no data | no data | UTS PRV | no data | INA | PD-556 | no data | no data | AIR | 0.75" | no data
00-PRV-INA336 | no data | no data | no data | UTS PRV | no data | INA | PD-556 | no data | no data | AIR | 0.75" | no data
00-PRV-INA340 | no data | no data | no data | UTS PRV | no data | INA | PD-556 | no data | no data | AIR | 0.75" | no data
00-PRV-INA344 | no data | no data | no data | UTS PRV | no data | INA | PD-556 | no data | no data | AIR | 0.75" | no data
00-PRV-INA348 | no data | no data | no data | UTS PRV | no data | INA | PD-556 | no data | no data | AIR | 0.75" | no data
00-PRV-INA352 | no data | no data | no data | UTS PRV | no data | INA | PD-556 | no data | no data | AIR | 0.75" | no data
00-PRV-INA356 | no data | no data | no data | UTS PRV | no data | INA | PD-556 | no data | no data | AIR | 0.75" | no data
00-PRV-INA357 | no data | no data | no data | UTS PRV | no data | INA | PD-556 | no data | no data | AIR | 0.75" | no data
00-PRV-INA364 | no data | no data | no data | UTS PRV | no data | INA | PD-557 | no data | no data | AIR | 0.75" | no data
00-PRV-INA368 | no data | no data | no data | UTS PRV | no data | INA | PD-557 | no data | no data | AIR | 0.75" | no data
00-PRV-INA400 | no data | no data | no data | UTS PRV | no data | INA | PD-557 | no data | no data | AIR | 0.75" | no data
00-PRV-INA404 | no data | no data | no data | UTS PRV | no data | INA | PD-557 | no data | no data | AIR | 0.75" | no data
00-PRV-INA408 | no data | no data | no data | UTS PRV | no data | INA | PD-557 | no data | no data | AIR | 0.75" | no data
00-PRV-INA412 | no data | no data | no data | UTS PRV | no data | INA | PD-557 | no data | no data | AIR | 0.75" | no data
00-PRV-INA416 | no data | no data | no data | UTS PRV | no data | INA | PD-557 | no data | no data | AIR | 0.75" | no data
00-PRV-INA420 | no data | no data | no data | UTS PRV | no data | INA | PD-557 | no data | no data | AIR | 0.75" | no data
00-PRV-INA424 | no data | no data | no data | UTS PRV | no data | INA | PD-557 | no data | no data | AIR | 0.75" | no data
00-PRV-INA428 | no data | no data | no data | UTS PRV | no data | INA | PD-557 | no data | no data | AIR | 0.75" | no data
00-PRV-PWS602 | no data | no data | no data | PRESSURE REFGULATING VALVE FOR EWS 611 | no data | PWS | PD-402 | no data | no data | Water | 1" | no data
00-PRV-PWS603 | no data | no data | no data | PRESSURE REFGULATING VALVE FOR EWS 612 | no data | PWS | PD-402 | no data | no data | Water | 1" | no data
00-PRV-PWS604 | no data | no data | no data | PRESSURE REFGULATING VALVE FOR EWS 613 | no data | PWS | PD-402 | no data | no data | Water | 1" | no data
00-PRV-PWS605 | no data | no data | no data | PRESSURE REFGULATING VALVE FOR EWS 614 | no data | PWS | PD-402 | no data | no data | Water | 1" | no data
00-PRV-PWS606 | no data | no data | no data | PRESSURE REFGULATING VALVE FOR EWS 615 | no data | PWS | PD-402 | no data | no data | Water | 1" | no data
00-PRV-PWS607 | no data | no data | no data | PRESSURE REFGULATING VALVE FOR EWS 616 | no data | PWS | PD-402 | no data | no data | Water | 1" | no data
00-PRV-PWS608 | no data | no data | no data | PRESSURE REFGULATING VALVE FOR EWS 617 | no data | PWS | PD-402 | no data | no data | Water | 1" | no data
00-PRV-PWS609 | no data | no data | no data | PRESSURE REFGULATING VALVE FOR EWS 618 | no data | PWS | PD-402 | no data | no data | Water | 1" | no data
00-PRV-PWS610 | no data | no data | no data | PRESSURE REFGULATING VALVE FOR EWS 619 | no data | PWS | PD-402 | no data | no data | Water | 1" | no data
00-PRV-PWS629 | no data | no data | no data | PRESSURE REFGULATING VALVE FOR EWS 620 | no data | PWS | PD-402 | no data | no data | Water | 1" | no data
00-PRV-PWS630 | no data | no data | no data | PRESSURE REFGULATING VALVE FOR EWS 621 | no data | PWS | PD-402 | no data | no data | Water | 1" | no data
00-PRV-PWS631 | no data | no data | no data | PRESSURE REFGULATING VALVE FOR EWS 622 | no data | PWS | PD-402 | no data | no data | Water | 1" | no data
00-PRV-PWS632 | no data | no data | no data | PRESSURE REFGULATING VALVE FOR EWS 623 | no data | PWS | PD-402 | no data | no data | Water | 1" | no data
00-PRV-PWS633 | no data | no data | no data | PRESSURE REFGULATING VALVE FOR EWS 624 & 628 | no data | PWS | PD-402 | no data | no data | Water | 1" | no data
00-PRV-PWS634 | no data | no data | no data | PRESSURE REFGULATING VALVE FOR EWS 625 | no data | PWS | PD-402 | no data | no data | Water | 1" | no data
00-PRV-PWS635 | no data | no data | no data | PRESSURE REFGULATING VALVE FOR EWS 626 | no data | PWS | PD-402 | no data | no data | Water | 1" | no data
00-PRV-SWS633 | no data | no data | no data | UTILITY STATION PRESSURE REGULATOR | no data | SWS | PD-392 | no data | no data | Water | 1" | no data
00-PRV-SWS634 | no data | no data | no data | UTILITY STATION PRESSURE REGULATOR | no data | SWS | PD-392 | no data | no data | Water | 1" | no data
00-PRV-SWS635 | no data | no data | no data | UTILITY STATION PRESSURE REGULATOR | no data | SWS | PD-392 | no data | no data | Water | 1" | no data
00-PRV-SWS636 | no data | no data | no data | UTILITY STATION PRESSURE REGULATOR | no data | SWS | PD-392 | no data | no data | Water | 1" | no data
00-PRV-SWS637 | no data | no data | no data | UTILITY STATION PRESSURE REGULATOR | no data | SWS | PD-392 | no data | no data | Water | 1" | no data
00-PRV-SWS638 | no data | no data | no data | UTILITY STATION PRESSURE REGULATOR | no data | SWS | PD-392 | no data | no data | Water | 1" | no data
00-PRV-SWS639 | no data | no data | no data | UTILITY STATION PRESSURE REGULATOR | no data | SWS | PD-392 | no data | no data | Water | 1" | no data
00-PRV-SWS640 | no data | no data | no data | UTILITY STATION PRESSURE REGULATOR | no data | SWS | PD-392 | no data | no data | Water | 1" | no data
00-PRV-SWS641 | no data | no data | no data | UTILITY STATION PRESSURE REGULATOR | no data | SWS | PD-392 | no data | no data | Water | 1" | no data
00-PRV-SWS642 | no data | no data | no data | UTILITY STATION PRESSURE REGULATOR | no data | SWS | PD-392 | no data | no data | Water | 1" | no data
00-PRV-SWS643 | no data | no data | no data | UTILITY STATION PRESSURE REGULATOR | no data | SWS | PD-392 | no data | no data | Water | 1" | no data
00-PRV-SWS644 | no data | no data | no data | UTILITY STATION PRESSURE REGULATOR | no data | SWS | PD-392 | no data | no data | Water | 1" | no data
00-PRV-SWS645 | no data | no data | no data | UTILITY STATION PRESSURE REGULATOR | no data | SWS | PD-393 | no data | no data | Water | 1" | no data
00-PRV-SWS646 | no data | no data | no data | UTILITY STATION PRESSURE REGULATOR | no data | SWS | PD-393 | no data | no data | Water | 1" | no data
00-PRV-SWS647 | no data | no data | no data | UTILITY STATION PRESSURE REGULATOR | no data | SWS | PD-393 | no data | no data | Water | 1" | no data
00-PRV-SWS648 | no data | no data | no data | UTILITY STATION PRESSURE REGULATOR | no data | SWS | PD-393 | no data | no data | Water | 1" | no data
00-PRV-SWS649 | no data | no data | no data | UTILITY STATION PRESSURE REGULATOR | no data | SWS | PD-393 | no data | no data | Water | 1" | no data
00-PRV-SWS650 | no data | no data | no data | UTILITY STATION PRESSURE REGULATOR | no data | SWS | PD-393 | no data | no data | Water | 1" | no data
00-PRV-SWS651 | no data | no data | no data | UTILITY STATION PRESSURE REGULATOR | no data | SWS | PD-393 | no data | no data | Water | 1" | no data
00-PRV-SWS652 | no data | no data | no data | UTILITY STATION PRESSURE REGULATOR | no data | SWS | PD-393 | no data | no data | Water | 1" | no data
00-PRV-SWS653 | no data | no data | no data | UTILITY STATION PRESSURE REGULATOR | no data | SWS | PD-393 | no data | no data | Water | 1" | no data
00-PRV-SWS654 | no data | no data | no data | UTILITY STATION PRESSURE REGULATOR | no data | SWS | PD-393 | no data | no data | Water | 1" | no data
00-PRV-SWS655 | no data | no data | no data | UTILITY STATION PRESSURE REGULATOR | no data | SWS | PD-393 | no data | no data | Water | 1" | no data
00-PRV-SWS656 | no data | no data | no data | UTILITY STATION PRESSURE REGULATOR | no data | SWS | PD-393 | no data | no data | Water | 1" | no data
00-PRV-SWS657 | no data | no data | no data | UTILITY STATION PRESSURE REGULATOR | no data | SWS | PD-394 | no data | no data | Water | 1" | no data
00-PRV-SWS658 | no data | no data | no data | UTILITY STATION PRESSURE REGULATOR | no data | SWS | PD-393 | no data | no data | Water | 1" | no data
00-PRV-SWS659 | no data | no data | no data | UTILITY STATION PRESSURE REGULATOR | no data | SWS | PD-394 | no data | no data | Water | 1" | no data
00-PRV-SWS660 | no data | no data | no data | UTILITY STATION PRESSURE REGULATOR | no data | SWS | PD-394 | no data | no data | Water | 1" | no data
00-PRV-SWS661 | no data | no data | no data | UTILITY STATION PRESSURE REGULATOR | no data | SWS | PD-394 | no data | no data | Water | 1" | no data
00-PRV-SWS662 | no data | no data | no data | UTILITY STATION PRESSURE REGULATOR | no data | SWS | PD-394 | no data | no data | Water | 1" | no data
00-PRV-SWS663 | no data | no data | no data | UTILITY STATION PRESSURE REGULATOR | no data | SWS | PD-394 | no data | no data | Water | 1" | no data
00-PRV-SWS664 | no data | no data | no data | UTILITY STATION PRESSURE REGULATOR | no data | SWS | PD-394 | no data | no data | Water | 1" | no data
00-PRV-SWS665 | no data | no data | no data | UTILITY STATION PRESSURE REGULATOR | no data | SWS | PD-394 | no data | no data | Water | 1" | no data
00-PRV-SWS666 | no data | no data | no data | UTILITY STATION PRESSURE REGULATOR | no data | SWS | PD-394 | no data | no data | Water | 1" | no data
00-PRV-SWS667 | no data | no data | no data | UTILITY STATION PRESSURE REGULATOR | no data | SWS | PD-394 | no data | no data | Water | 1" | no data
00-PRV-SWS668 | no data | no data | no data | UTILITY STATION PRESSURE REGULATOR | no data | SWS | PD-394 | no data | no data | Water | 1" | no data
00-PRV-SWS669 | no data | no data | no data | UTILITY STATION PRESSURE REGULATOR | no data | SWS | PD-394 | no data | no data | Water | 1" | no data
00-PRV-SWS670 | no data | no data | no data | UTILITY STATION PRESSURE REGULATOR | no data | SWS | PD-394 | no data | no data | Water | 1" | no data
00-PRV-SWS671 | no data | no data | no data | UTILITY STATION PRESSURE REGULATOR | no data | SWS | PD-394 | no data | no data | Water | 1" | no data
00-PRV-SWS672 | no data | no data | no data | UTILITY STATION PRESSURE REGULATOR | no data | SWS | PD-394 | no data | no data | Water | 1" | no data
00-PRV-SWS673 | no data | no data | no data | UTILITY STATION PRESSURE REGULATOR | no data | SWS | PD-394 | no data | no data | Water | 1" | no data
00-PRV-SWS674 | no data | no data | no data | UTILITY STATION PRESSURE REGULATOR | no data | SWS | PD-394 | no data | no data | Water | 1" | no data
00-PRV-SWS675 | no data | no data | no data | UTILITY STATION PRESSURE REGULATOR | no data | SWS | PD-395 | no data | no data | Water | 1" | no data
00-PRV-SWS676 | no data | no data | no data | UTILITY STATION PRESSURE REGULATOR | no data | SWS | PD-395 | no data | no data | Water | 1" | no data
00-PRV-SWS677 | BEARING FLUSH PRESSURE REGULATOR | WASTE WATER SUMP AREA | no data | BEARING FLUSH PRESSURE REGULATOR | no data | SWS | PD-961 | OPEN | CLOSED | Water | 1" | no data
00-PRV-SWS678 | FREE CHLORINE PRESSURE REGULATOR | SERVICE WATER TANK AREA | no data | FREE CHLORINE PRESSURE REGULATOR | no data | SWS | PD-391 | OPEN | CLOSED | Water | 0.5" | no data
00-PSV-AQA100 | no data | no data | no data | TANK 1 PSV | no data | AQA | PD-780 | no data | no data | 19% Aqueous Ammonia | 2" | no data
00-PSV-AQA200 | no data | no data | no data | TANK 2 PSV | no data | AQA | PD-781 | no data | no data | 19% Aqueous Ammonia | 2" | no data
00-PSV-CMG600 | no data | no data | no data | H2 OVERPRESSURE PROTECTION | no data | CMG | PD-571 | no data | no data | HYDROGEN | 1" | no data
00-PSV-CMG611 | no data | no data | no data | NITROGEN OVERPRESSURE PROTECTION | no data | CMG | PD-570 | no data | no data | NITROGEN | 1" | no data
00-PSV-CMG621 | no data | no data | no data | NITROGEN OVERPRESSURE PROTECTION | no data | CMG | PD-570 | no data | no data | NITROGEN | 1" | no data
00-TV-SWS721 | WASTEWATER QUENCH CONTROL VALVE | WASTE WATER SUMP AREA | no data | WASTEWATER QUENCH CONTROL VALVE | no data | SWS | PD-961 | OPEN | CLOSED | Water | 2.5" | no data
00-VAQA600 | TANK 2 UNLOADING STATION ISOLATION VALVE | AMMONIA TANK AREA | no data | TANK 2 UNLOADING STATION ISOLATION VALVE | no data | AQA | PD-781 | CLOSED | CLOSED | 19% Aqueous Ammonia | 2" | no data
00-VAQA601 | TANK 2 UNLOADING STATION VAPOR RETURN ISOLATION VALVE | AMMONIA TANK AREA | no data | TANK 2 UNLOADING STATION VAPOR RETURN ISOLATION VALVE | no data | AQA | PD-781 | CLOSED | CLOSED | 19% Aqueous Ammonia | 1.5" | no data
00-VAQA602 | AQA TANK 1 DRAIN ISOLATION VALVE | AMMONIA TANK AREA | no data | AQA TANK 1 DRAIN ISOLATION VALVE | no data | AQA | PD-780 | CLOSED | OPEN | 19% Aqueous Ammonia | 2" | no data
00-VAQA603 | TANK 2 DRAIN ISOLATION VALVE | AMMONIA TANK AREA | no data | TANK 2 DRAIN ISOLATION VALVE | no data | AQA | PD-781 | CLOSED | OPEN | 19% Aqueous Ammonia | 2" | no data
00-VAQA605 | AQA TANK 1 FORWARDING PUMPS ISOLATION VALVE UPSTREAM OF DRAIN | AMMONIA TANK AREA | no data | AQA TANK 1 FORWARDING PUMPS ISOLATION VALVE UPSTREAM OF DRAIN | no data | AQA | PD-780 | OPEN | CLOSED | 19% Aqueous Ammonia | 1" | no data
00-VAQA606 | TANK 1 FORWARDING PUMPS ISOLATION VALVE DOWNSTREAM OF DRAIN | AMMONIA TANK AREA | no data | TANK 1 FORWARDING PUMPS ISOLATION VALVE DOWNSTREAM OF DRAIN | no data | AQA | PD-780 | OPEN | CLOSED | 19% Aqueous Ammonia | 1" | no data
00-VAQA607 | AQA TANK 1 FORWARDING PUMPS DRAIN ISOLATION VALVE | AMMONIA TANK AREA | no data | AQA TANK 1 FORWARDING PUMPS DRAIN ISOLATION VALVE | no data | AQA | PD-780 | CLOSED | OPEN | 19% Aqueous Ammonia | 0.75" | no data
00-VAQA609 | LEVEL GAUGE 109 ISOLATION VALVE | AMMONIA TANK AREA | no data | LEVEL GAUGE 109 ISOLATION VALVE | no data | AQA | PD-780 | OPEN | CLOSED | 19% Aqueous Ammonia | 2" | no data
00-VAQA610 | LEVEL GAUGE 109 ISOLATION VALVE | AMMONIA TANK AREA | no data | LEVEL GAUGE 109 ISOLATION VALVE | no data | AQA | PD-780 | OPEN | CLOSED | 19% Aqueous Ammonia | 2" | no data
00-VAQA611 | TANK 1 UNLOADING STATION ISOLATION VALVE | AMMONIA TANK AREA | no data | TANK 1 UNLOADING STATION ISOLATION VALVE | no data | AQA | PD-780 | CLOSED | CLOSED | 19% Aqueous Ammonia | 2" | no data
00-VAQA612 | TANK 1 PUMP RECIRC ISOLATION VALVE DOWNSTREAM OF DRAIN | AMMONIA TANK AREA | no data | TANK 1 PUMP RECIRC ISOLATION VALVE DOWNSTREAM OF DRAIN | no data | AQA | PD-780 | OPEN | CLOSED | 19% Aqueous Ammonia | 0.75" | no data
00-VAQA617 | AQA FORWARDING PUMP SKID ISOLATION VALVE | AMMONIA TANK AREA | no data | AQA FORWARDING PUMP SKID ISOLATION VALVE | no data | AQA | PD-782 | OPEN | CLOSED | 19% Aqueous Ammonia | 1" | no data
00-VAQA621 | TANK 1 PUMP RECIRC ISOLATION VALVE UPSTREAM OF DRAIN | AMMONIA TANK AREA | no data | TANK 1 PUMP RECIRC ISOLATION VALVE UPSTREAM OF DRAIN | no data | AQA | PD-780 | OPEN | CLOSED | 19% Aqueous Ammonia | 0.75" | no data
00-VAQA625 | TANK 1 PUMP RECIRC DRAIN ISOLATION VALVE | AMMONIA TANK AREA | no data | TANK 1 PUMP RECIRC DRAIN ISOLATION VALVE | no data | AQA | PD-780 | CLOSED | OPEN | 19% Aqueous Ammonia | 0.75" | no data
00-VAQA628 | PIT AQA101 ISOLATION VALVE | AMMONIA TANK AREA | no data | PIT AQA101 ISOLATION VALVE | no data | AQA | PD-780 | OPEN | CLOSED | 19% Aqueous Ammonia | 2" | no data
00-VAQA631 | TANK 2 PUMP RECIRC DRAIN ISOLATION VALVE | AMMONIA TANK AREA | no data | TANK 2 PUMP RECIRC DRAIN ISOLATION VALVE | no data | AQA | PD-781 | CLOSED | OPEN | 19% Aqueous Ammonia | 0.75" | no data
00-VAQA636 | TANK 1 UNLOADING STATION VAPOR RETURN ISOLATION VALVE | AMMONIA TANK AREA | no data | TANK 1 UNLOADING STATION VAPOR RETURN ISOLATION VALVE | no data | AQA | PD-780 | CLOSED | CLOSED | 19% Aqueous Ammonia | 1.5" | no data
00-VAQA640 | TANK 1 PUMP RECIRC VENT ISOLATION VALVE | AMMONIA TANK AREA | no data | TANK 1 PUMP RECIRC VENT ISOLATION VALVE | no data | AQA | PD-780 | CLOSED | OPEN | 19% Aqueous Ammonia | 0.75" | no data
00-VAQA643 | TANK 2 FORWARDING PUMPS ISOLATION VALVE UPSTREAM OF DRAIN | AMMONIA TANK AREA | no data | TANK 2 FORWARDING PUMPS ISOLATION VALVE UPSTREAM OF DRAIN | no data | AQA | PD-781 | OPEN | CLOSED | 19% Aqueous Ammonia | 1" | no data
00-VAQA647 | no data | no data | no data | PIT AQA201 ISOLATION VALVE | no data | AQA | PD-781 | no data | no data | 19% Aqueous Ammonia | 2" | no data
00-VAQA660 | TANK 2 LEVEL GAUGE 209 ISOLATION VALVE | AMMONIA TANK AREA | no data | TANK 2 LEVEL GAUGE 209 ISOLATION VALVE | no data | AQA | PD-781 | OPEN | CLOSED | 19% Aqueous Ammonia | 2" | no data
00-VAQA665 | TANK 2 LEVEL GAUGE 209 ISOLATION VALVE | AMMONIA TANK AREA | no data | TANK 2 LEVEL GAUGE 209 ISOLATION VALVE | no data | AQA | PD-781 | OPEN | CLOSED | 19% Aqueous Ammonia | 2" | no data
00-VAQA680 | TANK 2 FORWARDING PUMPS ISOLATION VALVE DOWNSTREAM OF DRAIN | AMMONIA TANK AREA | no data | TANK 2 FORWARDING PUMPS ISOLATION VALVE DOWNSTREAM OF DRAIN | no data | AQA | PD-781 | OPEN | CLOSED | 19% Aqueous Ammonia | 1" | no data
00-VAQA681 | TANK 2 PUMP RECIRC VENT ISOLATION VALVE | AMMONIA TANK AREA | no data | TANK 2 PUMP RECIRC VENT ISOLATION VALVE | no data | AQA | PD-781 | CLOSED | OPEN | 19% Aqueous Ammonia | 0.75" | no data
00-VAQA685 | TANK 2 PUMP RECIRC ISOLATION VALVE UPSTREAM OF DRAIN | AMMONIA TANK AREA | no data | TANK 2 PUMP RECIRC ISOLATION VALVE UPSTREAM OF DRAIN | no data | AQA | PD-781 | OPEN | CLOSED | 19% Aqueous Ammonia | 0.75" | no data
00-VAQA687 | TANK 2 PUMP RECIRC ISOLATION VALVE DOWNSTREAM OF DRAIN | AMMONIA TANK AREA | no data | TANK 2 PUMP RECIRC ISOLATION VALVE DOWNSTREAM OF DRAIN | no data | AQA | PD-781 | OPEN | CLOSED | 19% Aqueous Ammonia | 0.75" | no data
00-VAQA690 | TANK 2 FORWARDING PUMP LINE DRAIN ISOLATION VALVE | AMMONIA TANK AREA | no data | TANK 2 FORWARDING PUMP LINE DRAIN ISOLATION VALVE | no data | AQA | PD-781 | CLOSED | OPEN | 19% Aqueous Ammonia | 0.75" | no data
00-VAXS601 | 00-VAXS601 PCV upstream drain | Aux Boiler Area Upper Catwalk | no data | DRAIN | no data | AXS | PD-120 | CLOSED | OPEN | Steam | 0.75" | no data
00-VAXS602 | no data | no data | no data | DRAIN | no data | AXS | PD-121 | no data | no data | Steam/Water | 0.75" | no data
00-VAXS622 | no data | no data | no data | INSTRUMENT | no data | AXS | PD-120 | no data | no data | Steam | 0.75" | no data
00-VAXS623 | AUX BOILER BACK PRESSURE CONTROL VALVE ISOLATION | AUX BOILER AREA | no data | BACK PRESSURE CONTROL VALVE ISOLATION | no data | AXS | PD-120 | OPEN | CLOSED | Steam | 8" | no data
00-VAXS624 | AUX BOILER BACK PRESSURE CONTROL VALVE BYPASS | AUX BOILER AREA | no data | BACK PRESSURE CONTROL VALVE BYPASS | no data | AXS | PD-120 | CLOSED | CLOSED | Steam | 6" | no data
00-VAXS625 | DOWN STREAM BACK PRESSURE CONTROL VALVE ISO AXS625 | AUX BOILER AREA | no data | BACK PRESSURE CONTROL VALVE ISOLATION | no data | AXS | PD-120 | OPEN | CLOSED | Steam | 8" | no data
00-VBDN612 | no data | no data | no data | SWS TANK NOZZLE B2 ISOLATION | no data | BDN | PD-390 | no data | no data | Water | 8" | no data
00-VBDN613 | HRSG SUMP BLOWDOWN TO SWS TANK ISOLATION | SERVICE WATER TANK AREA | no data | BLOWDOWN TO SWS TANK ISOLATION | no data | BDN | PD-091 | OPEN | CLOSED | Water | 8" | no data
00-VBDN614 | no data | no data | no data | VENT ROOT VALVE | no data | BDN | PD-091 | no data | no data | Water | 0.75" | no data
00-VBDN615 | no data | no data | no data | DRAIN ROOT VALVE | no data | BDN | PD-091 | no data | no data | Water | 0.75" | no data
00-VBDN687 | HRSG SUMPS BLOWDOWN TO WDR SUMP ISOLATION | WASTE WATER SUMP AREA | no data | BLOWDOWN TO WDR SUMP ISOLATION | no data | BDN | PD-091 | OPEN | CLOSED | Water | 8" | no data
00-VBDN688 | no data | no data | no data | VENT ROOT VALVE | no data | BDN | PD-091 | no data | no data | Water | 0.75" | no data
00-VBDN689 | no data | no data | no data | DRAIN ROOT VALVE | no data | BDN | PD-091 | no data | no data | Water | 0.75" | no data
00-VCCF102 | AUX BOILER AMMONIA SKID ISOLATION | AUX BOILER AREA | no data | AUX BOILER AMMONIA SKID ISOLATION | no data | CCF | PD-521 | OPEN | CLOSED | 19% Aqueous Ammonia | 0.5" | no data
00-VCMG600 | COMMON H2 ISOLATION VENT | HYDROGEN TRAILER AREA | no data | VENT | no data | CMG | PD-571 | CLOSED | OPEN | HYDROGEN | 0.75" | no data
00-VCMG601 | N2 PURGE CONNECTION | HYDROGEN TRAILER AREA | no data | N2 PURGE CONNECTION | no data | CMG | PD-571 | CLOSED | CLOSED | HYDROGEN | 0.75" | no data
00-VCMG603 | COMMON H2 DOWNSTREAM ISOLATION | HYDROGEN TRAILER AREA | no data | H2 ISOLATION | no data | CMG | PD-571 | OPEN | CLOSED | HYDROGEN | 1.5" | no data
00-VCMG610 | COMMON H2 ISOLATION | HYDROGEN TRAILER AREA | no data | H2 ISOLATION | no data | CMG | PD-571 | OPEN | CLOSED | HYDROGEN | 1.5" | no data
00-VCMG619 | no data | no data | no data | INSTRUMENTATION | no data | CMG | PD-570 | no data | no data | NITROGEN | 0.75" | no data
00-VCMG629 | no data | no data | no data | INSTRUMENTATION | no data | CMG | PD-570 | no data | no data | NITROGEN | 0.75" | no data
00-VDWS600 | no data | no data | no data | INSTRUMENT | no data | DWS | PD-410 | no data | no data | Water | 0.75" | no data
00-VDWS601 | no data | no data | no data | VENT | no data | DWS | PD-379 | no data | no data | Water | 0.75" | no data
00-VDWS605 | DEMIN OUTLET TANK ISOLATION | DEMIN TANK AREA | no data | TANK ISOLATION | no data | DWS | PD-410 | OPEN | CLOSED | Water | 8" | no data
00-VDWS613 | UPSTREAM DEMIN SUPPLY CONTROL VALVE ISOLATION | DEMIN TANK AREA | no data | CONTROL VALVE ISOLATION | no data | DWS | PD-410 | OPEN | CLOSED | Water | 4" | no data
00-VDWS614 | DEMIN TANK ISOLATION | DEMIN TANK AREA | no data | TANK ISOLATION | no data | DWS | PD-410 | OPEN | CLOSED | Water | 4" | no data
00-VDWS615 | DOWN STREAM DEMIN SUPPLY CONTROL VALVE ISOLATION | DEMIN TANK AREA | no data | CONTROL VALVE ISOLATION | no data | DWS | PD-410 | OPEN | CLOSED | Water | 4" | no data
00-VDWS616 | CIP TANK ISOLATION | RO BUILDING AREA | no data | CIP TANK ISOLATION | no data | DWS | PD-379 | CLOSED | CLOSED | Water | 2" | no data
00-VDWS626 | no data | no data | no data | TANK ISOLATION | no data | DWS | PD-410 | no data | no data | Water | 4" | no data
00-VDWS628 | no data | no data | no data | DRAIN | no data | DWS | PD-410 | no data | no data | Water | 0.75" | no data
00-VDWS631 | no data | no data | no data | VENT | no data | DWS | PD-376 | no data | no data | Water | 0.75" | no data
00-VDWS632 | DEMIN LEVEL INDICATOR TRANSMITTER DWS101A | DEMIN TANK AREA | no data | TANK ISOLATION | no data | DWS | PD-410 | OPEN | CLOSED | Water | 2" | no data
00-VDWS633 | DEMIN LEVEL INDICATOR TRANSMITTER DWS101B | DEMIN TANK AREA | no data | TANK ISOLATION | no data | DWS | PD-410 | OPEN | CLOSED | Water | 2" | no data
00-VDWS634 | DEMIN SUPPYLY CONTROL VALVE BYPASS | DEMIN TANK AREA | no data | CONTROL VALVE BYPASS | no data | DWS | PD-410 | CLOSED | CLOSED | Water | 2.5" | no data
00-VDWS640 | DEMIN TANK DRAIN | DEMIN TANK AREA | no data | DRAIN | no data | DWS | PD-410 | CLOSED | OPEN | Water | 0.75" | no data
00-VDWS645 | no data | no data | no data | VENT | no data | DWS | PD-410 | no data | no data | Water | 0.75" | no data
00-VDWS646 | RO SKID A SUPPLY ISOLATION | RO BUILDING AREA | no data | RO SKID A SUPPLY ISOLATION | no data | DWS | PD-376 | OPEN | CLOSED | Water | 3" | no data
00-VDWS647 | ROA FLUSH SUPPLY ISOLATION | RO BUILDING AREA | no data | RO SKID B SUPPLY ISOLATION | no data | DWS | PD-376 | OPEN | CLOSED | Water | 3" | no data
00-VDWS649 | no data | no data | no data | VENT | no data | DWS | PD-376 | no data | no data | Water | 0.75" | no data
00-VDWS652 | no data | no data | no data | TANK ISOLATION | no data | DWS | PD-410 | no data | no data | Water | 6" | no data
00-VDWS654 | no data | no data | no data | TANK ISOLATION | no data | DWS | PD-410 | no data | no data | Water | 8" | no data
00-VDWS656 | no data | no data | no data | TANK ISOLATION | no data | DWS | PD-410 | no data | no data | Water | 3" | no data
00-VDWS658 | no data | no data | no data | TANK ISOLATION | no data | DWS | PD-410 | no data | no data | Water | 4" | no data
00-VDWT600 | no data | no data | no data | VENT VALVE | no data | DWT | PD-376 | no data | no data | Water | 0.75" | no data
00-VDWT601 | no data | no data | no data | INSTRUMENT ISOLATION VALVE | no data | DWT | PD-376 | no data | no data | Water | 0.75" | no data
00-VDWT602 | no data | no data | no data | INSTRUMENT ISOLATION VALVE | no data | DWT | PD-376 | no data | no data | Water | 0.75" | no data
00-VDWT603 | DEMIN TRAILER DRAIN/REJECT ISOLATION VALVE | RO BUILDING AREA | no data | DEMIN TRAILER DRAIN/REJECT ISOLATION VALVE | no data | DWT | PD-378 | CLOSED | CLOSED | Water | 4" | no data
00-VDWT604 | DEMIN TRAILER DRAIN/REJECT ISOLATION VALVE | RO BUILDING AREA | no data | DEMIN TRAILER DRAIN/REJECT ISOLATION VALVE | no data | DWT | PD-378 | CLOSED | CLOSED | Water | 4" | no data
00-VDWT605 | RO B OUTLET VENT | RO BUILDING AREA | no data | VENT VALVE | no data | DWT | PD-376 | CLOSED | OPEN | Water | 0.75" | no data
00-VDWT606 | RO B INLET VENT | RO BUILDING AREA | no data | VENT VALVE | no data | DWT | PD-376 | CLOSED | OPEN | Water | 0.75" | no data
00-VDWT607 | RO A INLET VENT | RO BUILDING AREA | no data | VENT VALVE | no data | DWT | PD-376 | CLOSED | OPEN | Water | 0.75" | no data
00-VDWT608 | MIXED BED EFFLUENT HEADER (C/D SIDE) ISOLATION VALVE | RO BUILDING AREA | no data | MIXED BED EFFLUENT HEADER (C/D SIDE) ISOLATION VALVE | no data | DWT | PD-377 | OPEN | CLOSED | Water | 4" | no data
00-VDWT609 | MIXED BED EFFLUENT HEADER (A/B SIDE) ISOLATION VALVE | RO BUILDING AREA | no data | MIXED BED EFFLUENT HEADER (A/B SIDE) ISOLATION VALVE | no data | DWT | PD-377 | OPEN | CLOSED | Water | 4" | no data
00-VDWT610 | MIXED BED C INLET ISOLATION VALVE | RO BUILDING AREA | no data | MIXED BED C INLET ISOLATION VALVE | no data | DWT | PD-377 | OPEN | CLOSED | Water | 4" | no data
00-VDWT611 | MIXED BED B INLET ISOLATION VALVE | RO BUILDING AREA | no data | MIXED BED B INLET ISOLATION VALVE | no data | DWT | PD-377 | OPEN | CLOSED | Water | 4" | no data
00-VDWT612 | MIXED BED INTERPASS (A/B SIDE) ISOLATION VALVE | RO BUILDING AREA | no data | MIXED BED INTERPASS (A/B SIDE) ISOLATION VALVE | no data | DWT | PD-377 | OPEN | CLOSED | Water | 4" | no data
00-VDWT613 | MIXED BED INTERPASS (C/D SIDE) ISOLATION VALVE | RO BUILDING AREA | no data | MIXED BED INTERPASS (C/D SIDE) ISOLATION VALVE | no data | DWT | PD-377 | OPEN | CLOSED | Water | 4" | no data
00-VDWT614 | MIXED BED INTERPASS (A/B SIDE) ISOLATION VALVE | RO BUILDING AREA | no data | MIXED BED INTERPASS (A/B SIDE) ISOLATION VALVE | no data | DWT | PD-377 | OPEN | CLOSED | Water | 4" | no data
00-VDWT615 | MIXED BED INTERPASS (C/D SIDE) ISOLATION VALVE | RO BUILDING AREA | no data | MIXED BED INTERPASS (C/D SIDE) ISOLATION VALVE | no data | DWT | PD-377 | OPEN | CLOSED | Water | 4" | no data
00-VDWT616 | MIXED BED INLET VENT | RO BUILDING AREA | no data | VENT VALVE | no data | DWT | PD-377 | CLOSED | OPEN | Water | 0.75" | no data
00-VDWT617 | MIXED BED MANIFOLD INLET ISOLATION VALVE | RO BUILDING AREA | no data | MIXED BED MANIFOLD INLET ISOLATION VALVE | no data | DWT | PD-377 | OPEN | CLOSED | Water | 4" | no data
00-VDWT620 | MIXED BED INLET HEADER (C/D SIDE) ISOLATION VALVE | RO BUILDING AREA | no data | MIXED BED INLET HEADER (C/D SIDE) ISOLATION VALVE | no data | DWT | PD-377 | OPEN | CLOSED | Water | 4" | no data
00-VDWT621 | MIXED BED INLET HEADER (A/B SIDE) ISOLATION VALVE | RO BUILDING AREA | no data | MIXED BED INLET HEADER (A/B SIDE) ISOLATION VALVE | no data | DWT | PD-377 | OPEN | CLOSED | Water | 4" | no data
00-VDWT622 | MIXED BED A INLET ISOLATION VALVE | RO BUILDING AREA | no data | MIXED BED A INLET ISOLATION VALVE | no data | DWT | PD-377 | OPEN | CLOSED | Water | 4" | no data
00-VDWT623 | MIXED BED D INLET ISOLATION VALVE | RO BUILDING AREA | no data | MIXED BED D INLET ISOLATION VALVE | no data | DWT | PD-377 | OPEN | CLOSED | Water | 4" | no data
00-VDWT624 | MIXED BED A EFFLUENT ISOLATION VALVE | RO BUILDING AREA | no data | MIXED BED A EFFLUENT ISOLATION VALVE | no data | DWT | PD-377 | OPEN | CLOSED | Water | 4" | no data
00-VDWT625 | MIXED BED B EFFLUENT ISOLATION VALVE | RO BUILDING AREA | no data | MIXED BED B EFFLUENT ISOLATION VALVE | no data | DWT | PD-377 | OPEN | CLOSED | Water | 4" | no data
00-VDWT626 | MIXED BED D EFFLUENT ISOLATION VALVE | RO BUILDING AREA | no data | MIXED BED D EFFLUENT ISOLATION VALVE | no data | DWT | PD-377 | OPEN | CLOSED | Water | 4" | no data
00-VDWT627 | MIXED BED OUTLET VENT | RO BUILDING AREA | no data | VENT VALVE | no data | DWT | PD-377 | CLOSED | OPEN | Water | 0.75" | no data
00-VDWT628 | MIXED BED C EFFLUENT ISOLATION VALVE | RO BUILDING AREA | no data | MIXED BED C EFFLUENT ISOLATION VALVE | no data | DWT | PD-377 | OPEN | CLOSED | Water | 4" | no data
00-VDWT629 | FIT-DWT119 LOW SIDE ISO | RO BUILDING AREA | no data | INSTRUMENT ISOLATION VALVE | no data | DWT | PD-377 | OPEN | CLOSED | Water | 0.75" | no data
00-VDWT630 | DEMIN TRAILER EFFLUENT ISOLATION VALVE | RO BUILDING AREA | no data | DEMIN TRAILER EFFLUENT ISOLATION VALVE | no data | DWT | PD-377 | CLOSED | CLOSED | Water | 3" | no data
00-VDWT631 | DEMIN TRAILER EFFLUENT ISOLATION VALVE | RO BUILDING AREA | no data | DEMIN TRAILER EFFLUENT ISOLATION VALVE | no data | DWT | PD-377 | CLOSED | CLOSED | Water | 3" | no data
00-VDWT632 | no data | no data | no data | DEMIN TRAILER EFFLUENT CHECK VALVE | no data | DWT | PD-377 | no data | no data | Water | 3" | no data
00-VDWT633 | no data | no data | no data | DEMIN TRAILER EFFLUENT CHECK VALVE | no data | DWT | PD-377 | no data | no data | Water | 3" | no data
00-VDWT636 | DWT ANALYSIS PANEL ISOLATION VALVE | RO BUILDING AREA | no data | GRAB SAMPLE ISOLATION VALVE | no data | DWT | PD-377 | OPEN | CLOSED | Water | 0.5" | no data
00-VDWT637 | FIT-DWT119 HIGH SIDE ISO | RO BUILDING AREA | no data | INSTRUMENT ISOLATION VALVE | no data | DWT | PD-377 | OPEN | CLOSED | Water | 0.75" | no data
00-VDWT638 | MIXED BED MANIFOLD EFFLUENT ISOLATION VALVE | RO BUILDING AREA | no data | MIXED BED MANIFOLD EFFLUENT ISOLATION VALVE | no data | DWT | PD-377 | OPEN | CLOSED | Water | 4" | no data
00-VDWT639 | DEMIN SYSTEM EFFLUENT ISOLATION VALVE | RO BUILDING AREA | no data | DEMIN SYSTEM EFFLUENT ISOLATION VALVE | no data | DWT | PD-377 | OPEN | CLOSED | Water | 4" | no data
00-VDWT640 | DEMIN DUMP ISOLATION VALVE | RO BUILDING AREA | no data | DEMIN DUMP ISOLATION VALVE | no data | DWT | PD-377 | OPEN | CLOSED | Water | 4" | no data
00-VDWT641 | DEMIN TRAILER FEED ISOLATION VALVE | RO BUILDING AREA | no data | DEMIN TRAILER FEED ISOLATION VALVE | no data | DWT | PD-376 | CLOSED | CLOSED | Water | 3" | no data
00-VDWT642 | DEMIN TRAILER FEED ISOLATION VALVE | RO BUILDING AREA | no data | DEMIN TRAILER FEED ISOLATION VALVE | no data | DWT | PD-376 | CLOSED | CLOSED | Water | 3" | no data
00-VDWT643 | no data | no data | no data | WT BUILDING SUMP PUMP A EFFLUENT CHECK VALVE | no data | DWT | PD-378 | no data | no data | Water | 3" | no data
00-VDWT644 | WT BUILDING SUMP PUMP A EFFLUENT ISOLATION VALVE | RO BUILDING AREA | no data | WT BUILDING SUMP PUMP A EFFLUENT ISOLATION VALVE | no data | DWT | PD-378 | OPEN | CLOSED | Water | 3" | no data
00-VDWT645 | WT BUILDING SUMP PUMP B EFFLUENT CHECK VALVE | RO BUILDING AREA | no data | WT BUILDING SUMP PUMP B EFFLUENT CHECK VALVE | no data | DWT | PD-378 | OPEN | CLOSED | Water | 3" | no data
00-VDWT646 | WT BUILDING SUMP PUMP B EFFLUENT ISOLATION VALVE | RO BUILDING AREA | no data | WT BUILDING SUMP PUMP B EFFLUENT ISOLATION VALVE | no data | DWT | PD-378 | OPEN | CLOSED | Water | 3" | no data
00-VDWT647 | DWT SUMP PUMP DISCHARGE VENT VALVE | RO BUILDING AREA | no data | VENT VALVE | no data | DWT | PD-378 | CLOSED | OPEN | Water | 0.75" | no data
00-VDWT651 | DWT INLET FROM SWS ISOLATION VALVE | RO BUILDING AREA | no data | DWT INLET FROM SWS ISOLATION VALVE | no data | DWT | PD-392 | OPEN | CLOSED | Water | 4" | no data
00-VDWT656 | RO B INLET ISOLATION VALVE | RO BUILDING AREA | no data | RO A INLET ISOLATION VALVE | no data | DWT | PD-376 | OPEN | CLOSED | Water | 3" | no data
00-VDWT658 | RO A INLET ISOLATION | RO BUILDING AREA | no data | RO B INLET ISOLATION | no data | DWT | PD-376 | OPEN | CLOSED | Water | 3" | no data
00-VDWT662 | RO A PERMEATE ISOLATION | RO BUILDING AREA | no data | RO B PERMEATE ISOLATION | no data | DWT | PD-376 | OPEN | CLOSED | Water | 3" | no data
00-VDWT663 | RO B PERMEATE ISOLATION | RO BUILDING AREA | no data | RO A PERMEATE ISOLATION | no data | DWT | PD-376 | OPEN | CLOSED | Water | 3" | no data
00-VDWT665 | RO INLET ISOLATION FROM SWS | RO BUILDING AREA | no data | RO INLET ISOLATION FROM SWS | no data | DWT | PD-376 | OPEN | CLOSED | Water | 4" | no data
00-VDWT666 | INLET TO INTERSTAGE SILCA ANALYZER | RO BUILDING AREA | no data | INSTRUMENT ISOLATION VALVE | no data | DWT | PD-377 | OPEN | CLOSED | Water | 0.5" | no data
00-VDWT674 | DEMIN STORAGE TANK ISOLATION VALVE | DEMIN TANK AREA | no data | DEMIN STORAGE TANK ISOLATION VALVE | no data | DWT | PD-410 | OPEN | CLOSED | Water | 4" | no data
00-VFGS101 | COMON GT GAS HEADER PRESSURE TRANSMITTER ISOLATION | no data | COMMON GT HEADER | INSTRUMENT ROOT VALVE | no data | FGS | PD-654 | OPEN | CLOSED | Natural Gas | 0.75" | no data
00-VFGS102 | COMON GT GAS HEADER PRESSURE TRANSMITTER ISOLATION | no data | COMMON GT HEADER | INSTRUMENT ROOT VALVE | no data | FGS | PD-654 | OPEN | CLOSED | Natural Gas | 0.75" | no data
00-VFGS133 | GT Fuel Gas Calorie Meter Sample Tubing Isolation | no data | GT FUEL GAS CALORIE METER | GT FUEL GAS CALORIE METER SAMPLE TUBING ISOLATION | no data | FGS | PD-654 | OPEN | CLOSED | Natural Gas | 0.375" | no data
00-VFGS136 | GT Fuel Gas Calorie Meter Sample Vent | no data | GT FUEL GAS CALORIE METER | GT FUEL GAS CALORIE METER SAMPLE TUBING ISOLATION | no data | FGS | PD-654 | OPEN | CLOSED | Natural Gas | 0.375" | no data
00-VFGS137 | GT Fuel Gas Calorie Meter Sample Tubing Isolation | no data | GT FUEL GAS CALORIE METER | GT FUEL GAS CALORIE METER SAMPLE TUBING ISOLATION | no data | FGS | PD-654 | OPEN | CLOSED | Natural Gas | 0.375" | no data
00-VFGS144 | FIN FAN "C" DISCHARGE LUBE OIL DRAIN | FUEL GAS YARD AREA | no data | VENT/DRAIN | no data | FGS | PD-652 | CLOSED | OPEN | Oil | 0.75" | no data
00-VFGS145 | FIN FAN "C" INLET LUBE OIL DRAIN | FUEL GAS YARD AREA | no data | DRAIN | no data | FGS | PD-652 | CLOSED | OPEN | Oil | 0.75" | no data
00-VFGS146 | GAS COMPRESSOR "C" LUBE OIL RETURN DRAIN | no data | FUEL GAS COMPRESSOR "C" | VENT/DRAIN | no data | FGS | PD-652 | CLOSED | OPEN | Oil | 0.75" | no data
00-VFGS147 | GAS COMPRESSOR "C" LUBE OIL SUPPLY DRAIN | no data | FUEL GAS COMPRESSOR "C" | DRAIN | no data | FGS | PD-652 | CLOSED | OPEN | Oil | 0.75" | no data
00-VFGS148 | GAS COMPRESSOR "A" LUBE OIL RETURN DRAIN | no data | FUEL GAS COMPRESSOR "A" | DRAIN | no data | FGS | PD-652 | CLOSED | OPEN | Oil | 0.75" | no data
00-VFGS149 | GAS COMPRESSOR "A" LUBE OIL SUPPLY DRAIN | no data | FUEL GAS COMPRESSOR "A" | DRAIN | no data | FGS | PD-652 | CLOSED | OPEN | Oil | 0.75" | no data
00-VFGS150 | GLYCOL SUPPLY VENT/DRAIN | no data | GLYCOL HEAT EXCHANGER SKID | VENT | no data | FGS | PD-650 | CLOSED | OPEN | WATER/GLYCOL | 0.75" | no data
00-VFGS151 | GLYCOL HEAT EXCHANGER VENT | no data | GLYCOL HEAT EXCHANGER SKID | VENT | no data | FGS | PD-650 | CLOSED | OPEN | WATER/GLYCOL | 0.75" | no data
00-VFGS152 | GLYCOL HEAT EXCHANGER VENT | no data | GLYCOL HEAT EXCHANGER SKID | VENT | no data | FGS | PD-650 | CLOSED | OPEN | WATER/GLYCOL | 0.75" | no data
00-VFGS200 | SKID08 HP reg station outlet to CT FUEAL GAS HEADER | no data | HP REGULATING STATION (08) | EQUIPMENT ISOLATION | no data | FGS | PD-650 | OPEN | CLOSED | Natural Gas | 16" | no data
00-VFGS201 | SKID09 HP REG STATION low pressure gas heater isolation | no data | HP REGULATING STATION (09) | EQUIPMENT ISOLATION | no data | FGS | PD-650 | OPEN | CLOSED | Natural Gas | 6" | no data
00-VFGS208 | no data | no data | no data | COMPRESSOR BYPASS CHECK VALVE | no data | FGS | PD-650 | no data | no data | Natural Gas | 16" | no data
00-VFGS209 | no data | no data | no data | COMPRESSOR BYPASS CHECK VALVE | no data | FGS | PD-650 | no data | no data | Natural Gas | 16" | no data
00-VFGS210 | SKID09 hp reg station outlet bypass FG compressor | no data | HP REGULATING STATION (09) | EQUIPMENT ISOLATION | no data | FGS | PD-650 | OPEN | CLOSED | Natural Gas | 16" | no data
00-VFGS220 | Emergency Shut Off Valve inlet isolation | GAS YARD | GAS YARD | FILTER/SEPARATOR INLET | no data | FGS | PD-650 | OPEN | CLOSED | Natural Gas | 18" | no data
00-VFGS221 | N2 Purge Isolation (fenced gas yard) | GAS YARD | GAS YARD | N2 PURGE ISOLATION | no data | FGS | PD-650 | CLOSED | OPEN | Natural Gas | 0.75" | no data
00-VFGS222 | N2 Purge Isolation (fenced gas yard) | GAS YARD | GAS YARD | N2 PURGE ISOLATION | no data | FGS | PD-650 | CLOSED | OPEN | Natural Gas | 0.75" | no data
00-VFGS224 | glycol heat exchanger bypass/temperature control valve #1 | no data | GLYCOL HEAT EXCHANGER SKID | EQUIPMENT ISOLATION | no data | FGS | PD-650 | OPEN | CLOSED | WATER/GLYCOL | 4" | no data
00-VFGS225 | glycol to fuel gas heat exchanger inlet #1 | no data | GLYCOL HEAT EXCHANGER SKID | EQUIPMENT ISOLATION | no data | FGS | PD-650 | OPEN | CLOSED | WATER/GLYCOL | 4" | no data
00-VFGS226 | glycol from fuel gas heat exchanger outlet #1 | no data | GLYCOL HEAT EXCHANGER SKID | EQUIPMENT ISOLATION | no data | FGS | PD-650 | OPEN | CLOSED | WATER/GLYCOL | 4" | no data
00-VFGS227 | AUX BOILER REGULATION SKID ISOLATION | no data | FG SUPPLY TO DUCT BURNERS/BUILDING HEATERS | AUX BOILER SUPPLY ISOLATION | no data | FGS | PD-654 | OPEN | CLOSED | Natural Gas | 2" | no data
00-VFGS228 | AUX BOILER GAS SUPPLY ISOLATION | no data | FG SUPPLY TO DUCT BURNERS/BUILDING HEATERS | EQUIPMENT ISOLATION | no data | FGS | PD-654 | OPEN | CLOSED | Natural Gas | 6" | no data
00-VFGS229 | GAS SUPPLY ISOLATION TO HEATER | no data | FUEL GAS DEW POINT HEATER/GLYCOL PUMP SKID | EQUIPMENT ISOLATION | no data | FGS | PD-650 | OPEN | CLOSED | Natural Gas | 2" | no data
00-VFGS230 | Emergency Shut Off Valve inlet isolation | GAS YARD | GAS YARD | EMERGENCY SHUT OFF VALVE | no data | FGS | PD-650 | OPEN | CLOSED | Natural Gas | 18" | no data
00-VFGS238 | glycol to fuel gas heat exchanger inlet #2 | no data | GLYCOL HEAT EXCHANGER SKID | EQUIPMENT ISOLATION | no data | FGS | PD-650 | OPEN | CLOSED | WATER/GLYCOL | 4" | no data
00-VFGS239 | glycol from fuel gas heat exchanger outlet #2 | no data | GLYCOL HEAT EXCHANGER SKID | EQUIPMENT ISOLATION | no data | FGS | PD-650 | OPEN | CLOSED | WATER/GLYCOL | 4" | no data
00-VFGS240 | glycol heat exchanger bypass/temperature control valve #2 | no data | GLYCOL HEAT EXCHANGER SKID | EQUIPMENT ISOLATION | no data | FGS | PD-650 | OPEN | CLOSED | WATER/GLYCOL | 4" | no data
00-VFGS241 | STEAM TURBINE BLDG 2 SUPPLY ISOLATION | FUEL GAS YARD AREA | no data | STEAM TURBINE BLDG 2 SUPPLY ISOLATION | no data | FGS | PD-654 | OPEN | CLOSED | Natural Gas | 0.75" | no data
00-VFGS244 | STEAM TURBINE BLDG 1 SUPPLY ISOLATION | FUEL GAS YARD AREA | no data | EQUIPMENT ISOLATION | no data | FGS | PD-654 | OPEN | CLOSED | Natural Gas | 0.75" | no data
00-VFGS245 | GLYCOL RECIRC PUMP OUTLET | no data | GLYCOL HEAT EXCHANGER SKID | EQUIPMENT ISOLATION | no data | FGS | PD-650 | OPEN | no data | WATER/GLYCOL | 4" | no data
00-VFGS246 | GLYCOL RECIRC PUMP INLET | no data | GLYCOL HEAT EXCHANGER SKID | EQUIPMENT ISOLATION | no data | FGS | PD-650 | OPEN | CLOSED | WATER/GLYCOL | 4" | no data
00-VFGS253 | SKID08 HP reg. station outlet to fuel gas compressors | no data | HP REGULATING STATION (08) | EQUIPMENT ISOLATION | no data | FGS | PD-650 | OPEN | CLOSED | Natural Gas | 18" | no data
00-VFGS254 | N2 Purge Isolation | no data | HP REGULATING STATION (09) | N2 PURGE ISOLATION | no data | FGS | PD-650 | CLOSED | OPEN | Natural Gas | 0.75" | no data
00-VFGS257 | SKID 9 OUTLET TO GAS COMPRESSORS | no data | HP REGULATING STATION (09) | EQUIPMENT ISOLATION | no data | FGS | PD-650 | OPEN | CLOSED | Natural Gas | 18" | no data
00-VFGS258 | N2 Purge Isolation | no data | HP REGULATING STATION (08) | N2 PURGE ISOLATION | no data | FGS | PD-650 | CLOSED | OPEN | Natural Gas | 0.75" | no data
00-VFGS259 | LP GAS SUPPLY TO ELECTRIC HEATER | no data | HP REGULATING STATION (08) | EQUIPMENT ISOLATION | no data | FGS | PD-650 | OPEN | CLOSED | Natural Gas | 6" | no data
00-VFGS260 | COMMON ISOLTION BEFORE ELECTRIC HEATER | no data | HP REGULATING STATION (08) | EQUIPMENT ISOLATION | no data | FGS | PD-650 | OPEN | CLOSED | Natural Gas | 6" | no data
00-VFGS261 | GAS TO LP HEATER VENT | no data | HP REGULATING STATION (08) | N2 PURGE ISOLATION | no data | FGS | PD-650 | CLOSED | OPEN | Natural Gas | 0.75" | no data
00-VFGS262 | GAS TO LP HEATER VENT | no data | HP REGULATING STATION (08) | N2 PURGE ISOLATION | no data | FGS | PD-650 | CLOSED | OPEN | Natural Gas | 0.75" | no data
00-VFGS263 | COMMON ISOLTION AFTER ELECTRIC HEATER | no data | HP REGULATING STATION (08) | EQUIPMENT ISOLATION | no data | FGS | PD-650 | OPEN | CLOSED | Natural Gas | 6" | no data
00-VFGS264 | BUILDING HEAT GAS SUPPLY ISOLATION | no data | FG SUPPLY TO DUCT BURNERS/BUILDING HEATERS | BUILDING SUPPLY HEADER ISOLATION | no data | FGS | PD-654 | OPEN | CLOSED | Natural Gas | 0.75" | no data
00-VFGS265 | AUX BUILDING HEAT GAS SUPPLY ISOLATION | no data | FG SUPPLY TO DUCT BURNERS/BUILDING HEATERS | EQUIPMENT ISOLATION | no data | FGS | PD-654 | OPEN | no data | Natural Gas | 1" | no data
00-VFGS272 | UNIT 1 TURBINE BUILDING HEAT REGULATION SKID OUTLET | no data | FG SUPPLY TO DUCT BURNERS/BUILDING HEATERS | EQUIPMENT ISOLATION | no data | FGS | PD-654 | OPEN | CLOSED | Natural Gas | 3" | no data
00-VFGS273 | UNIT 2 TURBINE BUILDING HEAT REGULATION SKID OUTLET | no data | FG SUPPLY TO DUCT BURNERS/BUILDING HEATERS | EQUIPMENT ISOLATION | no data | FGS | PD-654 | OPEN | CLOSED | Natural Gas | 3" | no data
00-VFGS278 | Equipment Isolation (ANR/NB to chromatograph) | no data | BOP GAS CHROMATOGRAPH | EQUIPMENT ISOLATION | no data | FGS | PD-651 | OPEN | CLOSED | Natural Gas | 0.375" | no data
00-VFGS279 | Equipment Isolation (Mix to chromatograph) | no data | BOP GAS CHROMATOGRAPH | EQUIPMENT ISOLATION | no data | FGS | PD-651 | OPEN | CLOSED | Natural Gas | 0.375" | no data
00-VFGS280 | Equipment Isolation (Alliance to chromatograph) | no data | BOP GAS CHROMATOGRAPH | EQUIPMENT ISOLATION | no data | FGS | PD-651 | OPEN | CLOSED | Natural Gas | 0.375" | no data
00-VFGS281 | N2 Purge/vent Isolation (A compressor outlet) | no data | FUEL GAS COMPRESSOR "A" | N2 PURGE ISOLATION | no data | FGS | PD-652 | CLOSED | OPEN | Natural Gas | 0.75" | no data
00-VFGS282 | N2 Purge/vent Isolation (B compressor outlet) | no data | FUEL GAS COMPRESSOR "B" | N2 PURGE ISOLATION | no data | FGS | PD-652 | CLOSED | OPEN | Natural Gas | 0.75" | no data
00-VFGS283 | N2 Purge/vent Isolation (C compressor outlet) | no data | FUEL GAS COMPRESSOR "C" | N2 PURGE ISOLATION | no data | FGS | PD-652 | CLOSED | OPEN | Natural Gas | 0.75" | no data
00-VFGS300 | Common header nitrogen purge/vent | no data | FG SUPPLY TO DUCT BURNERS/BUILDING HEATERS | N2 PURGE ISOLATION | no data | FGS | PD-654 | CLOSED | OPEN | Natural Gas | 0.75" | no data
00-VFGS301 | COMON GT GAS HEADER NITROGEN PURGE/VENT | no data | COMMON GT HEADER | N2 PURGE ISOLATION | no data | FGS | PD-654 | CLOSED | OPEN | Natural Gas | 0.75" | no data
00-VFGS302 | FG Nitrogen Supply Isolation (A compressor) | no data | FUEL GAS COMPRESSOR "A" | FG NITROGEN SUPPLY ISOLATION | no data | FGS | PD-652 | OPEN | CLOSED | Nitrogen | 1" | no data
00-VFGS303 | FG Nitrogen Supply Isolation (A compressor) | no data | FUEL GAS COMPRESSOR "B" | FG NITROGEN SUPPLY ISOLATION | no data | FGS | PD-652 | OPEN | CLOSED | Nitrogen | 1" | no data
00-VFGS304 | FG Nitrogen Supply Isolation (A compressor) | no data | FUEL GAS COMPRESSOR "C" | FG NITROGEN SUPPLY ISOLATION | no data | FGS | PD-652 | OPEN | CLOSED | Nitrogen | 1" | no data
00-VFGS309 | AUX BOILER REG STATION VENT | no data | FG SUPPLY TO DUCT BURNERS/BUILDING HEATERS | N2 PURGE ISOLATION | no data | FGS | PD-654 | CLOSED | OPEN | Natural Gas | 0.75" | no data
00-VFGS310 | BUILDING HEAT SUPPLY HEADER VENT BEFORE ISOLATOIN | no data | FG SUPPLY TO DUCT BURNERS/BUILDING HEATERS | BUILDING SUPPLY HEADER ISOLATION | no data | FGS | PD-654 | OPEN | CLOSED | Natural Gas | 0.75" | no data
00-VFGS311 | AUX BUILDING HEAT SUPPLY HEADER VENT BEFORE ISOLATOIN | no data | FG SUPPLY TO DUCT BURNERS/BUILDING HEATERS | N2 PURGE ISOLATION | no data | FGS | PD-654 | CLOSED | OPEN | Natural Gas | 0.75" | no data
00-VFGS312 | AUX BOILER HEADER NITROGEN PURGE/VENT | no data | FG SUPPLY TO DUCT BURNERS/BUILDING HEATERS | N2 PURGE ISOLATION | no data | FGS | PD-654 | CLOSED | OPEN | Natural Gas | 0.75" | no data
00-VFGS313 | UNIT 1 TURBINE BUILDING HEAT REGULATION SKID VENT BEFORE REGULATION | no data | FG SUPPLY TO DUCT BURNERS/BUILDING HEATERS | STEAM TURBINE BLDG 1 SUPPLY ISOLATION | no data | FGS | PD-654 | OPEN | CLOSED | Natural Gas | 0.75" | no data
00-VFGS314 | UNIT 1 TURBINE BUILDING HEAT REGULATION SKID VENT AFTER REGULATION | no data | FG SUPPLY TO DUCT BURNERS/BUILDING HEATERS | N2 PURGE ISOLATION | no data | FGS | PD-654 | CLOSED | OPEN | Natural Gas | 0.75" | no data
00-VFGS315 | UNIT 2 TURBINE BUILDING HEAT REGULATION SKID VENT BEFORE REGULATION | no data | FG SUPPLY TO DUCT BURNERS/BUILDING HEATERS | STEAM TURBINE BLDG 2 SUPPLY ISOLATION | no data | FGS | PD-654 | OPEN | CLOSED | Natural Gas | 0.75" | no data
00-VFGS316 | UNIT 2 TURBINE BUILDING HEAT REGULATION SKID VENT AFTER REGULATION | no data | FG SUPPLY TO DUCT BURNERS/BUILDING HEATERS | N2 PURGE ISOLATION | no data | FGS | PD-654 | CLOSED | OPEN | Natural Gas | 0.75" | no data
00-VFPS601 | UNIT 1 NORTHEAST HYDRANT ISOLATION | GAS COMPRESSOR AREA | no data | UNIT 1 NORTHEAST HYDRANT ISOLATION | no data | FPS | PD-471 | OPEN | CLOSED | Water | 8" | no data
00-VFPS604 | UNIT 1 EAST HYDRANT ISOLATION | UNIT 1 OILY WATER SEPERATOR AREA | no data | UNIT 1 EAST HYDRANT ISOLATION | no data | FPS | PD-471 | OPEN | CLOSED | Water | 8" | no data
00-VFPS612 | UNIT 1 ACC NORTHWEST HYDRANT ISOLATION | SWITCHYARD GATE AREA | no data | UNIT 1 ACC NORTHWEST HYDRANT ISOLATION | no data | FPS | PD-471 | OPEN | CLOSED | Water | 8" | no data
00-VFPS615 | AUX BOILER NORTH HYDRANT ISOLATION | AUX BOILER AREA | no data | AUX BOILER NORTH HYDRANT ISOLATION | no data | FPS | PD-471 | OPEN | CLOSED | Water | 8" | no data
00-VFPS622 | UNIT 1 ACC NORTHEAST HYDRANT ISOLATION | HYDROGEN TRAILER AREA | no data | UNIT 1 ACC NORTHEAST HYDRANT ISOLATION | no data | FPS | PD-471 | OPEN | CLOSED | Water | 8" | no data
00-VFPS625 | UNIT 2 NORTHEAST HYDRANT ISOLATION | FIRE PUMP HOUSE AREA | no data | UNIT 2 NORTHEAST HYDRANT ISOLATION | no data | FPS | PD-471 | OPEN | CLOSED | Water | 8" | no data
VFPS635 | DIESEL FIRE PUMP TANK SUCTION | FIRE PUMP ECLOSURE | no data | FIRE WATER/SERVICE WATER TANK ISOLATION | no data | FPS | PD-390 | OPEN | CLOSED | Water | 12" | no data
00-VFPS640 | PARKING AREA HYDRANT ISOLATION | EAST OF RO BUILDING | no data | PARKING AREA HYDRANT ISOLATION | no data | FPS | PD-471 | OPEN | CLOSED | Water | 8" | no data
00-VFPS642 | UNIT 1 NORTH HYDRANT ISOLATION | GAS SCRUBBER AREA | no data | UNIT 1 NORTH HYDRANT ISOLATION | no data | FPS | PD-471 | OPEN | CLOSED | Water | 8" | no data
00-VFPS648 | UNIT 2 ACC SOUTHWEST HYDRANT ISOLATION | SOUTH GUT ROAD | no data | UNIT 2 ACC SOUTHWEST HYDRANT ISOLATION | no data | FPS | PD-471 | OPEN | CLOSED | Water | 8" | no data
00-VFPS652 | UNIT 2 EAST HYDRANT ISOLATION | UNIT 2 CCW AREA | no data | UNIT 2 EAST HYDRANT ISOLATION | no data | FPS | PD-471 | OPEN | CLOSED | Water | 8" | no data
VFPS656 | DIESEL FIRE PUMP RECERC BLOCK VALVE | FIRE PUMP ECLOSURE | no data | FIRE WATER/SERVICE WATER TANK ISOLATION | no data | FPS | PD-390 | CLOSED | CLOSED | Water | 14" | no data
00-VFPS670 | UNIT 2 SOUTHEAST HYDRANT ISOLATION | EAST OF UNIT 2 ACC | no data | UNIT 2 SOUTHEAST HYDRANT ISOLATION | no data | FPS | PD-471 | OPEN | CLOSED | Water | 8" | no data
00-VFPS672 | UNIT 1 ACC SOUTHWEST HYDRANT ISOLATION | UNIT 1 ACC SOUTHWEST | no data | UNIT 1 ACC SOUTHWEST HYDRANT ISOLATION | no data | FPS | PD-471 | OPEN | CLOSED | Water | 8" | no data
00-VFPS675 | UNIT 2 ACC SOUTHEAST HYDRANT ISOLATION | UNIT 2 ACC SOUTHEAST | no data | UNIT 2 ACC SOUTHEAST HYDRANT ISOLATION | no data | FPS | PD-471 | OPEN | CLOSED | Water | 8" | no data
VFPS680 | ELECTRIC FIRE PUMP SUCTION VALVE | FIRE PUMP ECLOSURE | no data | FIRE WATER/SERVICE WATER TANK ISOLATION | no data | FPS | PD-390 | OPEN | CLOSED | Water | 12" | no data
00-VFPS682 | UNIT 1 WEST HYDRANT ISOLATION | NORTH OF SWITCHYARD | no data | UNIT 1 WEST HYDRANT ISOLATION | no data | FPS | PD-471 | OPEN | CLOSED | Water | 8" | no data
00-VINA128 | INA DRAIN FROM AUX BOILER FUEL SKID | AUX BOILER BUILDING AREA | no data | DRAIN | no data | INA | PD-558 | CLOSED | OPEN | AIR | 0.75" | no data
00-VINA189 | INA DRAIN FROM AUX BOILER FUEL SKID | AUX BOILER BUILDING AREA | no data | END USER ISOLATION | no data | INA | PD-558 | CLOSED | OPEN | AIR | 0.75" | no data
00-VINA201 | no data | no data | no data | END USER ISOLATION | no data | INA | PD-561 | no data | no data | AIR | 0.75" | no data
00-VINA273 | no data | no data | no data | END USER ISOLATION | no data | INA | PD-556 | no data | no data | AIR | 0.75" | no data
00-VINA274 | no data | no data | no data | END USER ISOLATION | no data | INA | PD-556 | no data | no data | AIR | 0.75" | no data
00-VINA330 | no data | no data | no data | END USER ISOLATION | no data | INA | PD-558 | no data | no data | AIR | 0.75" | no data
00-VINA333 | no data | no data | no data | END USER ISOLATION | no data | INA | PD-554 | no data | no data | AIR | 0.75" | no data
00-VINA339 | no data | no data | no data | END USER ISOLATION | no data | INA | PD-558 | no data | no data | AIR | 0.75" | no data
00-VINA341 | no data | no data | no data | END USER ISOLATION | no data | INA | PD-558 | no data | no data | AIR | 0.75" | no data
00-VINA342 | no data | no data | no data | END USER ISOLATION | no data | INA | PD-558 | no data | no data | AIR | 0.75" | no data
00-VINA353 | no data | no data | no data | END USER ISOLATION | no data | INA | PD-558 | no data | no data | AIR | 0.75" | no data
00-VINA390 | UNIT 2 PULSE AIR RECEIVER INLET ISOLATION | UNIT 2 INLET AREA | no data | UNIT 2 PULSE AIR RECEIVER ISOLATION | no data | INA | PD-561 | OPEN | CLOSED | AIR | 2.5" | no data
00-VINA391 | UNIT 2 PULSE AIR RECEIVER OUTLET ISOLATION | UNIT 2 INLET AREA | no data | UNIT 2 PULSE AIR RECEIVER ISOLATION | no data | INA | PD-561 | OPEN | CLOSED | AIR | 2.5" | no data
00-VINA392 | UNIT 2 PULSE AIR RECEIVER INLET DRAIN | UNIT 2 INLET AREA | no data | DRAIN | no data | INA | PD-561 | CLOSED | OPEN | AIR | 0.75" | no data
00-VINA393 | UNIT 2 PULSE AIR RECEIVER OUTLET DRAIN | UNIT 2 INLET AREA | no data | DRAIN | no data | INA | PD-561 | CLOSED | OPEN | AIR | 0.75" | no data
00-VINA394 | UNIT 2 PULSE AIR RECEIVER BYPASS | UNIT 2 INLET AREA | no data | UNIT 2 PULSE AIR RECEIVER BYPASS | no data | INA | PD-561 | CLOSED | CLOSED | AIR | 2.5" | no data
00-VINA395 | UNIT 1 PULSE AIR RECIVER PI INA005 ISO | UNIT 1 INLET AREA | no data | INSTRUMENT | no data | INA | PD-560 | OPEN | CLOSED | AIR | 0.75" | no data
00-VINA396 | UNIT 2 PULSE AIR RECEIVER DRAIN ISOLATION | UNIT 2 INLET AREA | no data | UNIT 2 PULSE AIR RECEIVER DRAIN ISOLATION | no data | INA | PD-561 | CLOSED | OPEN | AIR | 0.75" | no data
00-VINA397 | UNIT 2 PULSE AIR RECEIVER AUTOMATED DRAIN BYPASS | UNIT 2 INLET AREA | no data | UNIT 2 PULSE AIR RECEIVER AUTOMATED DRAIN BYPASS | no data | INA | PD-561 | CLOSED | CLOSED | AIR | 0.75" | no data
00-VINA403 | UNIT 1 PULSE AIR RECEIVER BYPASS | UNIT 1 INLET AREA | no data | UNIT 1 PULSE AIR RECEIVER BYPASS | no data | INA | PD-560 | CLOSED | CLOSED | AIR | 2.5" | no data
00-VINA404 | UNIT 1 PULSE AIR RECEIVER INLET ISOLATION | UNIT 1 INLET AREA | no data | UNIT 1 PULSE AIR RECEIVER ISOLATION | no data | INA | PD-560 | OPEN | CLOSED | AIR | 2.5" | no data
00-VINA405 | UNIT 1 PULSE AIR RECEIVER OUTLET ISOLATION | UNIT 1 INLET AREA | no data | UNIT 1 PULSE AIR RECEIVER ISOLATION | no data | INA | PD-560 | OPEN | CLOSED | AIR | 2.5" | no data
00-VINA406 | UNIT 1 PULSE AIR RECEIVER OUTLET DRAIN | UNIT 1 INLET AREA | no data | DRAIN | no data | INA | PD-560 | CLOSED | OPEN | AIR | 0.75" | no data
00-VINA407 | UNIT 1 PULSE AIR RECEIVER INLET DRAIN | UNIT 1 INLET AREA | no data | DRAIN | no data | INA | PD-560 | CLOSED | OPEN | AIR | 0.75" | no data
00-VINA408 | UNIT 1 PULSE AIR RECEIVER DRAIN ISOLATION | UNIT 1 INLET AREA | no data | UNIT 1 PULSE AIR RECEIVER DRAIN ISOLATION | no data | INA | PD-560 | CLOSED | OPEN | AIR | 0.75" | no data
00-VINA409 | UNIT 1 PULSE AIR RECEIVER AUTOMATED DRAIN BYPASS | UNIT 1 INLET AREA | no data | UNIT 1 PULSE AIR RECEIVER AUTOMATED DRAIN BYPASS | no data | INA | PD-560 | CLOSED | OPEN | AIR | 0.75" | no data
00-VINA410 | UNIT 2 PULSE AIR RECIVER PI INA003 ISO | UNIT 1 INLET AREA | no data | INSTRUMENT | no data | INA | PD-561 | OPEN | CLOSED | AIR | 0.75" | no data
00-VINA601 | UNIT 2 HRSG AREA SOUTHEAST INA STUB ISO VALVE | UNIT 2 ECA COMPRESSOR AREA | no data | STUB-UP ISOLATION | no data | INA | PD-562 | CLOSED | CLOSED | AIR | 0.75" | no data
00-VINA603 | UNIT 2 HRSG AREA NORTHEAST INA STUB ISO VALVE | UNIT 2 HRSG NITROGEN AREA | no data | STUB-UP ISOLATION | no data | INA | PD-562 | CLOSED | CLOSED | AIR | 1" | no data
00-VINA604 | UNIT 2 CT COMPRESSOR BLADE WASH UNIT STUB ISO VALVE | UNIT 2 CT BLADE WASH AREA | no data | DRAIN | no data | INA | PD-556 | CLOSED | CLOSED | AIR | 0.75" | no data
00-VINA605 | HRSG BD TO WASTEWATER CV321 INA SUPPLY ISO | WASTE WATER SUMP AREA | no data | END USER ISOLATION | no data | INA | PD-553 | OPEN | CLOSED | AIR | 0.75" | no data
00-VINA606 | WASTE WATER QUENCH TCV-SWS721 INA SUPPLY ISO | WASTE WATER SUMP AREA | no data | END USER ISOLATION | no data | INA | PD-553 | OPEN | CLOSED | AIR | 0.75" | no data
00-VINA609 | TANK FARM AREA SOUTHEAST INA STUB ISO VALVE | SERVICE WATER TANK AREA | no data | END USER ISOLATION | no data | INA | PD-556 | CLOSED | CLOSED | AIR | 0.75" | no data
00-VINA611 | AIR TO ADMIN BUILDING FIRE PROTECTION RISER | CAGE AREA IN MAITENANCE SHOP | no data | END USER ISOLATION | no data | INA | PD-556 | OPEN | CLOSED | AIR | 1" | no data
00-VINA613 | WAREHOUSE BUILDING SOUTH STUB ISO VALVE | WATER TREATMENT BLDG SOUTH | no data | END USER ISOLATION | no data | INA | PD-556 | CLOSED | CLOSED | AIR | 0.75" | no data
00-VINA614 | STUB-UP ISOLATION UNIT 1 STG BUILDING SOUTHWEST | UNIT 1 STG BUILDING SOUTHWEST | no data | STUB-UP ISOLATION | no data | INA | PD-557 | CLOSED | CLOSED | AIR | 2" | no data
00-VINA615 | COMPRESED AIR DRAIN | AIR COMPRESSOR AREA | no data | DRAIN | no data | INA | PD-550 | CLOSED | OPEN | AIR | 0.75" | no data
00-VINA616 | AIR ISO TO UNIT 1 ST DRAINS TANK AREA | SOUTH OF LP DRAIN TANK PIT | no data | END USER ISOLATION | no data | INA | PD-557 | OPEN | CLOSED | AIR | 0.75" | no data
00-VINA617 | WATER TREATMENT BUILDING SOUTH STUB ISOLATION | WATER TREATMENT BUILDING SOUTH | no data | END USER ISOLATION | no data | INA | PD-556 | CLOSED | CLOSED | AIR | 0.75" | no data
00-VINA618 | 02B DUAL PASS RO SKID INA DRAIN | WATER TREATMENT BUILDING | no data | DRAIN | no data | INA | PD-556 | CLOSED | OPEN | AIR | 0.75" | no data
00-VINA619 | 02A DUAL PASS RO SKID INA DRAIN | WATER TREATMENT BUILDING | no data | DRAIN | no data | INA | PD-556 | CLOSED | OPEN | AIR | 0.75" | no data
00-VINA620 | U1 CHEM SHACK INA STUB UP | U1 CHEM SHACK AREA | no data | STUB-UP ISOLATION | no data | INA | PD-557 | CLOSED | CLOSED | AIR | 0.75" | no data
00-VINA621 | DISEL FIRE PUMP INA STUB UP | DIESEL FIRE PUMP BUILDING | no data | END USER ISOLATION | no data | INA | PD-556 | CLOSED | CLOSED | AIR | 0.75" | no data
00-VINA623 | END USER ISOLATION |  | no data | END USER ISOLATION | no data | INA | PD-556 | OPEN | CLOSED | AIR | 0.75" | no data
00-VINA625 | U2 2C COOLER INA STUB UP | U2 STG BUILDING | no data | END USER ISOLATION | no data | INA | PD-556 | CLOSED | CLOSED | AIR | 0.75" | no data
00-VINA627 | U2 CCW INA STUB UP | U2 CCW AREA | no data | END USER ISOLATION | no data | INA | PD-556 | CLOSED | CLOSED | AIR | 0.75" | no data
00-VINA629 | NH3 TANK FARM INA STUB UP | NH3 AMMONIA OFFLOAD AREA | no data | STUB-UP ISOLATION | no data | INA | PD-554 | CLOSED | CLOSED | AIR | 1" | no data
00-VINA631 | WET AIR RECEIVER AUTOMATED DRAIN BYPASS | AIR COMPRESSOR AREA | no data | WET AIR RECEIVER AUTOMATED DRAIN BYPASS | no data | INA | PD-550 | CLOSED | CLOSED | AIR | 0.75" | no data
00-VINA632 | NORTH WATERTREATMENT INA STUB UP | WATER TREATMENT BUILDING NORTH | no data | END USER ISOLATION | no data | INA | PD-556 | CLOSED | CLOSED | AIR | 0.75" | no data
00-VINA633 | AUX BOILER NORTHEAST INA STUBUP | AUX BOILER BLDG | no data | END USER ISOLATION | no data | INA | PD-554 | CLOSED | CLOSED | AIR | 0.75" | no data
00-VINA635 | AUX BOILER WEST INA STUBUP | AUX BOILER BLDG | no data | END USER ISOLATION | no data | INA | PD-554 | CLOSED | CLOSED | AIR | 0.75" | no data
00-VINA636 | AIR COMPRESSOR 01A ISOLATION | AIR COMPRESSOR AREA | no data | AIR COMPRESSOR 01A ISOLATION | no data | INA | PD-550 | OPEN | CLOSED | AIR | 4" | no data
00-VINA637 | SOUTH GAS COMPRESSOR INA STUB UP | GAS COMPRESSOR AREA | no data | END USER ISOLATION | no data | INA | PD-553 | CLOSED | CLOSED | AIR | 0.75" | no data
00-VINA639 | NW WASTERWATER SUMP INA STUB UP | WASTE WATER SUMP AREA | no data | END USER ISOLATION | no data | INA | PD-553 | CLOSED | CLOSED | AIR | 0.75" | no data
00-VINA643 | NORTH GAS YARD REGULATING STATION INA STUB UP | GAS YARD AREA | no data | END USER ISOLATION | no data | INA | PD-553 | CLOSED | CLOSED | AIR | 0.75" | no data
00-VINA644 | TEMPORARY AIR COMPRESSOR CONNECTION ISOLATION | AIR COMPRESSOR AREA | no data | TEMPORARY AIR COMPRESSOR CONNECTION ISOLATION | no data | INA | PD-550 | CLOSED | CLOSED | AIR | 4" | no data
00-VINA645 | U1 EAST VACUUM PUMP AREA INA STUB UP | VACUUM PUMP AREA | no data | END USER ISOLATION | no data | INA | PD-555 | CLOSED | CLOSED | AIR | 0.75" | no data
00-VINA647 | U2 SOUTH CONDENSATE STRAINER INA STUB UP | U2 CONDENSATE RECIEVER AREA | no data | END USER ISOLATION | no data | INA | PD-555 | CLOSED | CLOSED | AIR | 0.75" | no data
00-VINA648 | AIR COMPRESSOR 01B ISOLATION | AIR COMPRESSOR AREA | no data | AIR COMPRESSOR 01B ISOLATION | no data | INA | PD-550 | OPEN | CLOSED | AIR | 4" | no data
00-VINA649 | DRY AIR RECEIVER DRAIN ISOLATION | AIR COMPRESSOR AREA | no data | DRY AIR RECEIVER DRAIN ISOLATION | no data | INA | PD-551 | CLOSED | OPEN | AIR | 0.75" | no data
00-VINA651 | U2 NORTH CONDENSATE STRAINER INA STUB UP | U2 CONDENSATE RECIEVER AREA | no data | END USER ISOLATION | no data | INA | PD-555 | CLOSED | CLOSED | AIR | 0.75" | no data
00-VINA652 | NORTH WATERTREATMENT INA DRAIN | WATER TREATMENT BUILDING | no data | DRAIN | no data | INA | PD-556 | CLOSED | OPEN | AIR | 0.75" | no data
00-VINA653 | U2 SOUTH OF DRAINS TANK PITS INA STUB UP | U2 DRAINS TANK AREA | no data | END USER ISOLATION | no data | INA | PD-555 | CLOSED | CLOSED | AIR | 0.75" | no data
00-VINA655 | U2 SOUTH WEST STG BUILDING INA STUB UP | U2 STG BUILDING | no data | STUB-UP ISOLATION | no data | INA | PD-554 | CLOSED | CLOSED | AIR | 2" | no data
00-VINA657 | U2 NW STG BUILDING INA STUB UP | U2 STG BUILDING | no data | END USER ISOLATION | no data | INA | PD-554 | CLOSED | CLOSED | AIR | 0.75" | no data
00-VINA659 | U2 WEST FILTER HOUSE INA STUB UP | U2 FILTER HOUSE AREA | no data | END USER ISOLATION | no data | INA | PD-554 | CLOSED | CLOSED | AIR | 0.75" | no data
00-VINA660 | WET AIR RECEIVER ISOLATION | AIR COMPRESSOR AREA | no data | WET AIR RECEIVER ISOLATION | no data | INA | PD-550 | OPEN | CLOSED | AIR | 4" | no data
00-VINA661 | U2 INLET PERFORMANCE HEATER INA STUB UP | U2 PERFORMANCE HEATER AREA | no data | END USER ISOLATION | no data | INA | PD-554 | CLOSED | CLOSED | AIR | 0.75" | no data
00-VINA662 | WET AIR RECEIVER BYPASS | AIR COMPRESSOR AREA | no data | WET AIR RECEIVER BYPASS | no data | INA | PD-550 | CLOSED | CLOSED | AIR | 4" | no data
00-VINA663 | U2 WEST BFP INA STUB UP | U2 BFP AREA | no data | STUB-UP ISOLATION | no data | INA | PD-554 | CLOSED | CLOSED | AIR | 0.75" | no data
00-VINA664 | WET AIR RECEIVER DRAIN ISOLATION | AIR COMPRESSOR AREA | no data | WET AIR RECEIVER DRAIN ISOLATION | no data | INA | PD-550 | CLOSED | OPEN | AIR | 0.75" | no data
00-VINA665 | U1 INLET PERFORMANCE HEATER INA STUB UP | U1 PERFORMANCE HEATER AREA | no data | END USER ISOLATION | no data | INA | PD-557 | CLOSED | CLOSED | AIR | 0.75" | no data
00-VINA666 | DRY RECIEVER INSTRUMENT | AIR COMPRESSOR AREA | no data | INSTRUMENT | no data | INA | PD-551 | OPEN | CLOSED | AIR | 0.75" | no data
00-VINA668 | DRY AIR RECEIVER ISOLATION | AIR COMPRESSOR AREA | no data | DRY AIR RECEIVER ISOLATION | no data | INA | PD-551 | OPEN | CLOSED | AIR | 4" | no data
00-VINA669 | U1 NW STG BUILDING INA STUB UP | U1 STG BUILDING AREA | no data | STUB-UP ISOLATION | no data | INA | PD-557 | CLOSED | CLOSED | AIR | 0.75" | no data
00-VINA670 | INSTURMENT AIR DRAIN | AIR COMPRESSOR AREA | no data | DRAIN | no data | INA | PD-550 | CLOSED | OPEN | AIR | 0.75" | no data
00-VINA671 | U1 WEST FILTER HOUSE INA STUB UP | U1 FILTER HOUSE AREA | no data | END USER ISOLATION | no data | INA | PD-557 | CLOSED | CLOSED | AIR | 0.75" | no data
00-VINA672 | WET RECIEVER TANK INSTRUMENT | AIR COMPRESSOR AREA | no data | INSTRUMENT | no data | INA | PD-550 | OPEN | CLOSED | AIR | 0.75" | no data
00-VINA673 | SERVICE WATER TANK INA DRAIN | SERVICE WATER TANK AREA | no data | DRAIN | no data | INA | PD-556 | CLOSED | OPEN | AIR | 0.75" | no data
00-VINA674 | WET AIR RECEIVER ISOLATION | AIR COMPRESSOR AREA | no data | WET AIR RECEIVER ISOLATION | no data | INA | PD-550 | OPEN | CLOSED | AIR | 4" | no data
00-VINA675 | WET RECIEVER DRAIN | AIR COMPRESSOR AREA | no data | DRAIN | no data | INA | PD-551 | CLOSED | OPEN | AIR | 0.75" | no data
00-VINA676 | AIR TO DRYERS INA DRAIN | AIR COMPRESSOR AREA | no data | DRAIN | no data | INA | PD-551 | CLOSED | OPEN | AIR | 0.75" | no data
00-VINA677 | U2 EAST VACUUM PUMP AREA INA STUB UP | VACUUM PUMP AREA | no data | END USER ISOLATION | no data | INA | PD-557 | CLOSED | CLOSED | AIR | 0.75" | no data
00-VINA678 | DRY AIR RECEIVER ISOLATION | AIR COMPRESSOR AREA | no data | DRY AIR RECEIVER ISOLATION | no data | INA | PD-551 | OPEN | CLOSED | AIR | 4" | no data
00-VINA680 | INSTURMENT AIR OUTLET INSTURMENT ISO | AIR COMPRESSOR AREA | no data | INSTRUMENT | no data | INA | PD-551 | OPEN | CLOSED | AIR | 0.75" | no data
00-VINA681 | U1 NORTH CONDENSATE STRAINER INA STUB UP | U2 CONDENSATE RECIEVER AREA | no data | END USER ISOLATION | no data | INA | PD-557 | CLOSED | CLOSED | AIR | 0.75" | no data
00-VINA682 | DRY AIR RECEIVER AUTOMATED DRAIN BYPASS | AIR COMPRESSOR AREA | no data | DRY AIR RECEIVER AUTOMATED DRAIN BYPASS | no data | INA | PD-551 | CLOSED | CLOSED | AIR | 0.75" | no data
00-VINA683 | INSTRUMENT AIR STUB UP | AIR COMPRESSOR AREA | no data | END USER ISOLATION | no data | INA | PD-552 | CLOSED | CLOSED | AIR | 0.75" | no data
00-VINA684 | U1 CALCITE FILTER INA STUB UP | U1 CALCITE AREA | no data | END USER ISOLATION | no data | INA | PD-552 | CLOSED | CLOSED | AIR | 0.75" | no data
00-VINA685 | U1 2C COOLER INA STUB UP | U1 2C COOLER ARA | no data | STUB-UP ISOLATION | no data | INA | PD-552 | CLOSED | CLOSED | AIR | 0.75" | no data
00-VINA686 | OUTLET AIR COMPRESSOR DRAIN | AIR COMPRESSOR AREA | no data | DRAIN | no data | INA | PD-550 | CLOSED | OPEN | AIR | 0.75" | no data
00-VINA687 | U1 CCW INA STUB UP | U1 CCW AREA | no data | STUB-UP ISOLATION | no data | INA | PD-552 | CLOSED | CLOSED | AIR | 0.75" | no data
00-VINA688 | ISTRUMENT AIR INLET TO A COOLER DRAIN | AIR COMPRESSOR AREA | no data | DRAIN | no data | INA | PD-550 | CLOSED | OPEN | AIR | 0.75" | no data
00-VINA689 | U1 ECA COMPRESSOR INA STUB UP ISO | U2 ECA COMPRESSOR AREA | no data | STUB-UP ISOLATION | no data | INA | PD-552 | CLOSED | CLOSED | AIR | 0.75" | no data
00-VINA690 | ISTRUMENT AIR INLET TO B COOLER DRAIN | AIR COMPRESSOR AREA | no data | DRAIN | no data | INA | PD-550 | CLOSED | OPEN | AIR | 0.75" | no data
00-VINA691 | U1 EAST HRSG INA STUB UP ISO | U1 HRSG NITROGEN AREA | no data | STUB-UP ISOLATION | no data | INA | PD-552 | CLOSED | CLOSED | AIR | 1" | no data
00-VINA692 | INLET WET RECIEVER TANK DRAIN | AIR COMPRESSOR AREA | no data | DRAIN | no data | INA | PD-550 | CLOSED | OPEN | AIR | 0.75" | no data
00-VINA693 | OUTLET B AIR COOLER INA DRAIN | AIR COMPRESSOR AREA | no data | DRAIN | no data | INA | PD-550 | CLOSED | OPEN | AIR | 0.75" | no data
00-VINA694 | OUTLET DRY TANK INA DRAIN | AIR COMPRESSOR AREA | no data | DRAIN | no data | INA | PD-551 | CLOSED | OPEN | AIR | 0.75" | no data
00-VINA695 | GAS YARD REGULATING STATION INA STUB UP | GAS YARD AREA | no data | END USER ISOLATION | no data | INA | PD-553 | CLOSED | CLOSED | AIR | 0.75" | no data
00-VINA696 | DRY AIR RECEIVER BYPASS | AIR COMPRESSOR AREA | no data | DRY AIR RECEIVER BYPASS | no data | INA | PD-551 | CLOSED | CLOSED | AIR | 4" | no data
00-VINA697 | U1 CHEM SHACK INA STUB UP | S U2 CHEM SHACK | no data | END USER ISOLATION | no data | INA | PD-557 | CLOSED | CLOSED | AIR | 0.75" | no data
00-VINA698 | U1 WEST BFP INA STUB UP | U1 BFP AREA | no data | STUB-UP ISOLATION | no data | INA | PD-557 | CLOSED | CLOSED | AIR | 0.75" | no data
00-VINA699 | U1 SOUTH CONDENSATE STRAINER INA STUB UP | U1 CONDENSATE RECIEVER AREA | no data | END USER ISOLATION | no data | INA | PD-557 | CLOSED | CLOSED | AIR | 0.75" | no data
00-VINA702 | ALLIANCE GAS LINE INA STUB UP | ALLIANCE MAIN FEED | no data | END USER ISOLATION | no data | INA | PD-553 | CLOSED | CLOSED | AIR | 0.75" | no data
00-VINA703 | ANR/NB GAS LINE INA STUB UP | ANR/NB MAIN FEED | no data | END USER ISOLATION | no data | INA | PD-553 | CLOSED | CLOSED | AIR | 0.75" | no data
00-VINA704 | CALORIE METER INA ISO | CALORIE METER | no data | END USER ISOLATION | no data | INA | PD-553 | OPEN | CLOSED | AIR | 0.75" | no data
00-VINA706 | WATER WASH INA ISO | U2 STG BUILDING | no data | STUB-UP ISOLATION | no data | INA | PD-556 | OPEN | CLOSED | AIR | 1" | no data
00-VINA716 | INLET B AIR DRYER INA DRAIN | AIR COMPRESSOR AREA | no data | DRAIN | no data | INA | PD-551 | CLOSED | OPEN | AIR | 0.75" | no data
00-VINA718 | CALORIE METER INA DRAIN | CALORIE METER | no data | DRAIN | no data | INA | PD-553 | CLOSED | OPEN | AIR | 0.75" | no data
00-VINA719 | GAS YARD REGULATING STATION INA DRAIN | GAS YARD AREA | no data | DRAIN | no data | INA | PD-553 | CLOSED | OPEN | AIR | 0.75" | no data
00-VINA720 | AUX BOILER INA ISOLATION | AUX BOILER BUILDING | no data | END USER ISOLATION | no data | INA | PD-554 | OPEN | CLOSED | AIR | 0.75" | no data
00-VINA721 | INA SUPPLY TO FCS-AXS938 | AUX BOILER BUILDING | no data | END USER ISOLATION | no data | INA | PD-554 | OPEN | CLOSED | AIR | 0.75" | no data
00-VINA722 | AUX BOILER BLDG EAST INA ISO | AUX BOILER BUILDING | no data | STUB-UP ISOLATION | no data | INA | PD-554 | OPEN | CLOSED | AIR | 1" | no data
00-VINA723 | AUX BOILER GAS REGULATING SKID INA ISO | AUX BOILER BUILDING | no data | END USER ISOLATION | no data | INA | PD-554 | OPEN | CLOSED | AIR | 1" | no data
00-VINA725 | INA SUPPLY TO FCS-AXS900 | AUX BOILER BLDG | no data | END USER ISOLATION | no data | INA | PD-554 | OPEN | CLOSED | AIR | 1" | no data
00-VINA726 | AUX BOILER BLDG SOUTH INA ISO | AUX BOILER BLDG | no data | STUB-UP ISOLATION | no data | INA | PD-554 | OPEN | CLOSED | AIR | 1" | no data
00-VINA728 | AUX BOILER INA DRAIN | AUX BOILER FEED PUMP AREA | no data | END USER ISOLATION | no data | INA | PD-558 | CLOSED | OPEN | AIR | 0.75" | no data
00-VINA729 | LP ELECTRIC HEATER INA DRAIN | GAS YARD AREA | no data | DRAIN | no data | INA | PD-553 | CLOSED | OPEN | AIR | 0.75" | no data
00-VINA730 | NITROGEN GENERATOR INA ISO | GAS COMPRESSOR AREA | no data | STUB-UP ISOLATION | no data | INA | PD-554 | OPEN | CLOSED | AIR | 1" | no data
00-VINA731 | FUEL GAS COMPRESSOR 01A INA ISO | GAS COMPRESSOR AREA | no data | STUB-UP ISOLATION | no data | INA | PD-553 | OPEN | CLOSED | AIR | 1" | no data
00-VINA732 | FUEL GAS COMPRESSOR 01B INA ISO | GAS COMPRESSOR AREA | no data | STUB-UP ISOLATION | no data | INA | PD-553 | OPEN | CLOSED | AIR | 1" | no data
00-VINA733 | FUEL GAS COMPRESSOR 01C INA ISO | GAS COMPRESSOR AREA | no data | STUB-UP ISOLATION | no data | INA | PD-553 | OPEN | CLOSED | AIR | 1" | no data
00-VINA734 | GLYCOL HEATER INA DRAIN | GAS YARD AREA | no data | DRAIN | no data | INA | PD-553 | CLOSED | OPEN | AIR | 0.75" | no data
00-VINA735 | ALLIANCE REGULATING STATION INA ISO | GAS YARD AREA | no data | END USER ISOLATION | no data | INA | PD-553 | OPEN | CLOSED | AIR | 1" | no data
00-VINA736 | ANR/NB REGULATING STATION INA ISO | GAS YARD AREA | no data | END USER ISOLATION | no data | INA | PD-553 | OPEN | CLOSED | AIR | 1" | no data
00-VINA737 | FUEL GAS DEW POINT HEATER INA ISO | GAS YARD AREA | no data | END USER ISOLATION | no data | INA | PD-553 | OPEN | CLOSED | AIR | 1" | no data
00-VINA738 | GAS CHROMATOGRAPH BLDG INA ISO | GAS YARD AREA | no data | STUB-UP ISOLATION | no data | INA | PD-553 | OPEN | CLOSED | AIR | 0.75" | no data
00-VINA739 | ALLIANCE FLOW METERING STATION INA ISO | GAS YARD AREA | no data | END USER ISOLATION | no data | INA | PD-553 | OPEN | CLOSED | AIR | 1" | no data
00-VINA740 | ANR/NB FLOW METERING STATION INA ISO | GAS YARD AREA | no data | STUB-UP ISOLATION | no data | INA | PD-553 | OPEN | CLOSED | AIR | 1" | no data
00-VINA741 | FUEL GAS COALESCING FILTER SKID INA ISO | GAS YARD AREA | no data | END USER ISOLATION | no data | INA | PD-553 | OPEN | CLOSED | AIR | 1" | no data
00-VINA742 | LP ELECTRIC HEATER INA ISO | GAS YARD AREA | no data | END USER ISOLATION | no data | INA | PD-553 | OPEN | CLOSED | AIR | 1" | no data
00-VINA743 | GLYCOL HEATER INA ISO | GAS YARD AREA | no data | END USER ISOLATION | no data | INA | PD-553 | OPEN | CLOSED | AIR | 1" | no data
00-VINA744 | ANR/NB FLOW METERING STATION INA DRAIN | GAS YARD AREA | no data | DRAIN | no data | INA | PD-553 | CLOSED | OPEN | AIR | 0.75" | no data
00-VINA747 | U2 INLET TO PUFFER INA | U2 INLET AIR | no data | STUB-UP ISOLATION | no data | INA | PD-554 | OPEN | CLOSED | AIR | 2.5" | no data
00-VINA749 | NITROGEN GENERATOR INA DRAIN | GAS COMPRESSOR AREA | no data | DRAIN | no data | INA | PD-554 | CLOSED | OPEN | AIR | 0.75" | no data
00-VINA766 | U2 CHEM SHACK INA STUB UP | U2 CHEM SHACK AREA | no data | STUB-UP ISOLATION | no data | INA | PD-562 | CLOSED | CLOSED | AIR | 0.75" | no data
00-VINA767 | AUX BOILER INA DRAIN | AUX BOILER BLDG | no data | DRAIN | no data | INA | PD-558 | CLOSED | OPEN | AIR | 0.75" | no data
00-VINA772 | FUEL GAS COALESCING FILTER SKID INA DRAIN | GAS YARD AREA | no data | DRAIN | no data | INA | PD-553 | CLOSED | OPEN | AIR | 0.75" | no data
00-VINA792 | U1 INLET TO PUFFER INA | U1 INLET AIR | no data | STUB-UP ISOLATION | no data | INA | PD-557 | OPEN | CLOSED | AIR | 2.5" | no data
00-VINA805 | RO BRAVO INA ISO | WATER TREATMENT BLDG | no data | STUB-UP ISOLATION | no data | INA | PD-556 | OPEN | CLOSED | AIR | 1" | no data
00-VINA806 | RO ALPHA INA ISO | WATER TREATMENT BLDG | no data | STUB-UP ISOLATION | no data | INA | PD-556 | OPEN | CLOSED | AIR | 1" | no data
00-VINA807 | WATER TREARMENT BLDG NORTH INA ISO | WATER TREATMENT BLDG | no data | STUB-UP ISOLATION | no data | INA | PD-556 | OPEN | CLOSED | AIR | 0.75" | no data
00-VINA808 | RO BRAVO TRAILER INA ISO | WATER TREATMENT BLDG | no data | STUB-UP ISOLATION | no data | INA | PD-556 | OPEN | CLOSED | AIR | 1" | no data
00-VINA809 | RO ALPHA TRAILER INA ISO | WATER TREATMENT BLDG | no data | STUB-UP ISOLATION | no data | INA | PD-556 | OPEN | CLOSED | AIR | 1" | no data
00-VINA810 | DWS 111 DEMIN WATER RECIRC INA ISO | DEMIN TANK AREA | no data | END USER ISOLATION | no data | INA | PD-556 | OPEN | CLOSED | AIR | 1" | no data
00-VINA811 | SWS 112 SERVICE WATER RECIRC INA ISO | SERVICE WATER TANK AREA | no data | STUB-UP ISOLATION | no data | INA | PD-556 | OPEN | CLOSED | AIR | 1" | no data
00-VINA812 | WET TANK INA DRAIN | AIR COMPRESSOR AREA | no data | DRAIN | no data | INA | PD-550 | CLOSED | OPEN | AIR | 0.75" | no data
00-VINA816 | WAREHOUSE AREA SOUTH INA STUB UP | WAREHOUSE AREA | no data | END USER ISOLATION | no data | INA | PD-556 | CLOSED | CLOSED | AIR | 0.75" | no data
00-VINA817 | FCV SWS 101 SERVICE WATER INLET INA ISO | SERVICE WATER TANK AREA | no data | END USER ISOLATION | no data | INA | PD-556 | OPEN | CLOSED | AIR | 1" | no data
00-VINA820 | YV BDN 301 HRSG SUMP TO SERVICE WATER INA ISO | SERVICE WATER TANK AREA | no data | END USER ISOLATION | no data | INA | PD-556 | OPEN | CLOSED | AIR | 1" | no data
00-VINA824 | AQUEOUS AMMONIA FORWARDING PUMPS INA ISO | AMMONIA STOARGE TANKS AREA | no data | END USER ISOLATION | no data | INA | PD-554 | OPEN | CLOSED | AIR | 1" | no data
00-VPDR600 | AMMONIA CONTAINMENT BUFFALO BOX UNDER STAIRS | AMMONIA STOARGE TANKS WEST | no data | AMMONIA CONTAINMENT ISOLATION | no data | PDR | PD-974 | CLOSED | OPEN | OIL/WATER | 4" | no data
00-VPDR601 | FUEL GAS CONTAINMENT BUFFALO BOX | FUEL GAS CONTAIMENT EAST SIDE | no data | FUEL GAS CONTAINMENT ISOLATION | no data | PDR | PD-974 | CLOSED | OPEN | OIL/WATER | 4" | no data
00-VPDR602 | WATER TREATMENT TRENCH BUFFALO BOX | WEST SIDE DEMIN PLANT OUTSIDE/BIG DOOR | no data | WATER TREATMENT TRENCH ISOLATION | no data | PDR | PD-974 | CLOSED | OPEN | OIL/WATER | 4" | no data
00-VPDR603 | U1 SAT BUFFALO BOX | SOUTH U1 GSU INGROUND | no data | TRANSFORMER CONTAINMENT ISOLATION | no data | PDR | PD-974 | CLOSED | OPEN | OIL/WATER | 4" | no data
00-VPDR604 | MED VOLTAGE VAULT 02 SUMP PUMP "A" CHECK VALVE | UNDER MED VOLTAGE AREA | no data | SUMP PUMP CHECK VALVE | no data | PDR | PD-975 | CLOSED | OPEN | Water | 2" | no data
00-VPDR605 | MED VOLTAGE VAULT 02 SUMP PUMP "A" BLOCK VALVE | UNDER MED VOLTAGE AREA | no data | SUMP PUMP ISOLATION | no data | PDR | PD-975 | OPEN | CLOSED | Water | 2" | no data
00-VPDR606 | MED VOLTAGE VAULT 02 SUMP PUMP "B" CHECK VALVE | UNDER MED VOLTAGE AREA | no data | SUMP PUMP CHECK VALVE | no data | PDR | PD-975 | CLOSED | OPEN | Water | 2" | no data
00-VPDR607 | MED VOLTAGE VAULT 02 SUMP PUMP "B" BLOCK VALVE | UNDER MED VOLTAGE AREA | no data | SUMP PUMP ISOLATION | no data | PDR | PD-975 | OPEN | CLOSED | Water | 2" | no data
00-VPDR608 | MED VOLTAGE VAULT 01 SUMP PUMP "A" CHECK VALVE | UNDER MED VOLTAGE AREA | no data | SUMP PUMP CHECK VALVE | no data | PDR | PD-975 | CLOSED | OPEN | Water | 2" | no data
00-VPDR609 | MED VOLTAGE VAULT 01 SUMP PUMP "A" BLOCK VALVE | UNDER MED VOLTAGE AREA | no data | SUMP PUMP ISOLATION | no data | PDR | PD-975 | OPEN | CLOSED | Water | 2" | no data
00-VPDR610 | MED VOLTAGE VAULT 01 SUMP PUMP "B" CHECK VALVE | UNDER MED VOLTAGE AREA | no data | SUMP PUMP CHECK VALVE | no data | PDR | PD-975 | CLOSED | OPEN | Water | 2" | no data
00-VPDR611 | MED VOLTAGE VAULT 01 SUMP PUMP "B" BLOCK VALVE | UNDER MED VOLTAGE AREA | no data | SUMP PUMP ISOLATION | no data | PDR | PD-975 | OPEN | CLOSED | Water | 2" | no data
00-VPWS061 | CONSTRUCTION KIEWIT TRAILER TIE-IN BUFFALO BOX | SOUTH EAST SIDE KIEWIT TRAILERS | no data | ISOLATE CONSTRUCTION | no data | PWS | PD-400 | CLOSED | OPEN | Water | 3" | no data
00-VPWS063 | CONSTRUCTION KIEWIT TRAILER TIE-IN BUFFALO BOX | NORTH EAST SIDE #2 GATE BY CARD READER | no data | ISOLATE PERMANENT TIE-IN | no data | PWS | PD-400 | CLOSED | OPEN | Water | 12" | no data
00-VPWS601 | RAW WTR DEMIN PLANT ADMIN FEED VENT | SOUTH SIDE OF DEMIN PLANT, ELWOOD SUPPLY | no data | VENT | no data | PWS | PD-400 | CLOSED | OPEN | Water | 0.75" | no data
00-VPWS605 | RAW WTR DEMIN PLANT ADMIN FEED BLOCK VALVE | SOUTH SIDE OF DEMIN PLANT, ELWOOD SUPPLY | no data | ADMIN BUILDING ISOLATION | no data | PWS | PD-400 | OPEN | CLOSED | Water | 2" | no data
00-VPWS611 | EMERGENCY EYE WASH STATION DEMIN PLANT | DEMIN PLANT EYE WASH STAION | no data | ISOLATION VALVE FOR EWS 611 | no data | PWS | PD-402 | OPEN | CLOSED | Water | 1.25" | no data
00-VPWS612 | EMERGENCY EYE WASH STATION U1 ECA COMP "A" | UNIT 1 ECA COMP "A" NORTH SIDE | no data | ISOLATION VALVE FOR EWS 612 | no data | PWS | PD-402 | OPEN | CLOSED | Water | 1.25" | no data
00-VPWS613 | EMERGENCY EYE WASH STATION U1 CHEM SHACK ISO VALVE | UNIT 1 CHEM SHACK NORTH/EAST SIDE | no data | ISOLATION VALVE FOR EWS 613 | no data | PWS | PD-402 | OPEN | CLOSED | Water | 1.25" | no data
00-VPWS614 | EMERGENCY EYE WASH STATION U1 SAMPLE BUILDING ISO VALVE | UNIT 1 SAMPLE BUILDING NORTH SIDE | no data | ISOLATION VALVE FOR EWS 614 | no data | PWS | PD-402 | OPEN | CLOSED | Water | 1.25" | no data
00-VPWS615 | EMERGENCY EYE WASH STATION AMMONIA TANKS ISO VALVE | AMMONIA TANKS EAST SIDE | no data | ISOLATION VALVE FOR EWS 615 | no data | PWS | PD-402 | OPEN | CLOSED | Water | 1.25" | no data
00-VPWS616 | EMERGENCY EYE WASH STATION AMMONIA TANKS ISO VALVE | AMMONIA TANKS WEST SIDE | no data | ISOLATION VALVE FOR EWS 616 | no data | PWS | PD-402 | OPEN | CLOSED | Water | 1.25" | no data
00-VPWS617 | EMERGENCY EYE WASH STATION AUX BOILER ISO VALVE | AUX BOILER BUILDING | no data | ISOLATION VALVE FOR EWS 617 | no data | PWS | PD-402 | OPEN | CLOSED | Water | 1.25" | no data
00-VPWS618 | EMERGENCY EYE WASH STATION U2 ECA COMP "A" ISO VALVE | UNIT 2 ECA COMP "A"NORTHSIDE | no data | ISOLATION VALVE FOR EWS 618 | no data | PWS | PD-402 | OPEN | CLOSED | Water | 1.25" | no data
00-VPWS619 | EMERGENCY EYE WASH STATION U2 CHEM SHACK ISO VALVE | UNIT 2 CHEM SHACK NORTH EAST SIDE | no data | ISOLATION VALVE FOR EWS 619 | no data | PWS | PD-402 | OPEN | CLOSED | Water | 1.25" | no data
00-VPWS620 | EMERGENCY EYE WASH STATION U2 SAMPLE PANEL BUILDING ISO VALVE | UNIT 2 SAMPLE PANEL BUILDING | no data | ISOLATION VALVE FOR EWS 620 | no data | PWS | PD-402 | OPEN | CLOSED | Water | 1.25" | no data
00-VPWS621 | EMERGENCY EYE WASH STATION SWITCHYARD BUILDING ISO VALVE | SWITCHYARD BUILDING | no data | ISOLATION VALVE FOR EWS 621 | no data | PWS | PD-402 | OPEN | CLOSED | Water | 1.25" | no data
00-VPWS622 | EMERGENCY EYE WASH STATION U2 CALCITE FILTERS ISO VALVE | UNIT 2 CALCITE FILTERS | no data | ISOLATION VALVE FOR EWE 622 | no data | PWS | PD-402 | OPEN | CLOSED | Water | 1" | no data
00-VPWS623 | EMERGENCY EYE WASH STATION U1 TCP ISO VALVE | UNIT 1 TCP NORTH EAST SIDE | no data | ISOLATION VALVE FOR EWS 623 | no data | PWS | PD-402 | OPEN | CLOSED | Water | 1.25" | no data
00-VPWS624 | EMERGENCY EYE WASH STATION MED VOLT BATT ROOMS ISO VALVE | MED VOLT BUILDING BATT ROOMS SOUTH | no data | ISOLATION VALVE FOR EWS 624 & 628 | no data | PWS | PD-402 | OPEN | CLOSED | Water | 1.25" | no data
00-VPWS625 | EMERGENCY EYE WASH STATION U1 CALCITE FILTERS ISO VALVE | UNIT 1 CALCITE FILTERS | no data | ISOLATION VALVE FOR EWE 625 | no data | PWS | PD-402 | OPEN | CLOSED | Water | 1" | no data
00-VPWS626 | EMERGENCY EYE WASH STATION U2 TCP ISO VALVE | UNIT 2 TCP NORTH EST SIDE | no data | ISOLATION VALVE FOR EWS 626 | no data | PWS | PD-402 | OPEN | CLOSED | Water | 1.25" | no data
00-VSDR600 | MAIN ISOLATION FROM TEMPORARY LIFT STATION BUFFALO BOX | SOUTH EAST SIDE KIEWIT TRAILERS | no data | FORCE MAIN ISOLATION FROM TEMPORARY LIFT STATION | no data | SDR | PD-950 | CLOSED | OPEN | Water | 3" | no data
00-VSDR601 | TEMPORARY LIFT STATION BRANCH ISOLATION BUFFALO BOX | SOUTH EAST SIDE KIEWIT TRAILERS | no data | TEMPORARY LIFT STATION BRANCH ISOLATION | no data | SDR | PD-950 | CLOSED | OPEN | Water | 3" | no data
00-VSMP108 | AUX STEAM SAT STEAM SAMPLE PANEL LINE DRAIN VALVE | SAMPLE PANEL BUILDING U2 | no data | AUX STEAM SAMPLE LINE DRAIN VALVE | no data | SMP | PD-501 | CLOSED | OPEN | Steam/Water | 0.5" | no data
00-VSMP109 | AUX STEAM DRUM SAMPLE PANEL LINE DRAIN VALVE | SAMPLE PANEL BUILDING U2 | no data | AUX STEAM SAMPLE LINE DRAIN VALVE | no data | SMP | PD-501 | CLOSED | OPEN | Steam/Water | 0.5" | no data
00-VSWS554 | INA AIR FOR FIT TO AUX BLOWDOWN TANK QUENCH WTR ISO VLV | AUX BOILER BUILDING NORTH WALL | no data | INSTRUMENTATION | no data | SWS | PD-121 | OPEN | CLOSED | Water | 0.5" | no data
00-VSWS556 | INA AIR FOR FIT TO AUX BLOWDOWN TANK QUENCH WTR ISO VLV | AUX BOILER BUILDING NORTH WALL | no data | INSTRUMENTATION | no data | SWS | PD-121 | OPEN | CLOSED | Water | 0.5" | no data
00-VSWS601 | U2 ECA SERVICE WATER ISO | U2 ECA AREA | no data | UTS ISOLATION | no data | SWS | PD-392 | OPEN | CLOSED | Water | 1" | no data
00-VSWS602 | SERVICE WATER TANK ISOLATION 3" SPARE | SERVICE WATER TANK AREA | no data | SWS TANK ISOLATION | no data | SWS | PD-390 | OPEN | CLOSED | Water | 3" | no data
00-VSWS603 | U2 HRSG NITORGEN SERVICE WATER ISO | U2 HRSG NITROGEN AREA | no data | UTS ISOLATION | no data | SWS | PD-392 | OPEN | CLOSED | Water | 1" | no data
00-VSWS604 | 00-LIT SWS101B ISO | SERVICE WATER TANK AREA | no data | INSTRUMENTATION | no data | SWS | PD-390 | OPEN | CLOSED | Water | 2" | no data
00-VSWS605 | SWS TANK ISOLATION - PUMP RECIRC | SERVICE WATER TANK AREA | no data | SWS TANK ISOLATION - PUMP RECIRC | no data | SWS | PD-390 | OPEN | CLOSED | Water | 6" | no data
00-VSWS606 | 00-LIT SWS101A ISO | SERVICE WATER TANK AREA | no data | INSTRUMENTATION | no data | SWS | PD-390 | OPEN | CLOSED | Water | 2" | no data
00-VSWS607 | U2 CHEM SHACK SERVICE WATER ISO | SOUTH U2 CHEM SHACK | no data | UTS ISOLATION | no data | SWS | PD-392 | OPEN | CLOSED | Water | 1" | no data
00-VSWS608 | DWT ANALYSIS PANEL ISO VALVE | SERVICE WATER TANK AREA | no data | INSTRUMENTATION | no data | SWS | PD-391 | OPEN | CLOSED | Water | 0.75" | no data
00-VSWS609 | SERVICE WATER TANK SW ISO | SERVICE WATER TANK AREA | no data | UTS ISOLATION | no data | SWS | PD-392 | OPEN | CLOSED | Water | 1" | no data
00-VSWS610 | SWS TANK 6" DRAIN | SERVICE WATER TANK AREA | no data | SWS TANK DRAIN | no data | SWS | PD-390 | CLOSED | OPEN | Water | 6" | no data
00-VSWS611 | SERVICE WATER ISO WAREHOUSE SOUTH | WAREHOUSE AREA | no data | UTS ISOLATION | no data | SWS | PD-392 | OPEN | CLOSED | Water | 1" | no data
00-VSWS612 | SWS TANK ISOLATION 10" SPARE | SERVICE WATER TANK AREA | no data | SWS TANK ISOLATION | no data | SWS | PD-390 | OPEN | CLOSED | Water | 10" | no data
00-VSWS613 | SERVICE WATER ISO NORTH WAREHOUSE | WAREHOUSE AREA | no data | UTS ISOLATION | no data | SWS | PD-392 | OPEN | CLOSED | Water | 1" | no data
00-VSWS614 | SERVICE WATER ISO SOUTH WATER TREATMENT | WATERTREATMENT AREA | no data | UTS ISOLATION | no data | SWS | PD-392 | OPEN | CLOSED | Water | 1" | no data
00-VSWS615 | SWS TANK ISOLATION 12" SPARE | SERVICE WATER TANK AREA | no data | SWS TANK ISOLATION | no data | SWS | PD-390 | OPEN | CLOSED | Water | 12" | no data
00-VSWS616 | WASTEWATER SUMP PUMPS BEARING FLUSH ISOLATION | WASTE WATER AREA | no data | BEARING FLUSH ISOLATION | no data | SWS | PD-393 | OPEN | CLOSED | Water | 1" | no data
00-VSWS617 | SERVICE WATER ISO NORTH WATER TREATMENT | WATERTREATMENT AREA | no data | UTS ISOLATION | no data | SWS | PD-392 | OPEN | CLOSED | Water | 1" | no data
00-VSWS618 | SWS TANK ISOLATION - PUMP SUCTION | SERVICE WATER TANK AREA | no data | SWS TANK ISOLATION - PUMP SUCTION | no data | SWS | PD-390 | OPEN | CLOSED | Water | 10" | no data
00-VSWS619 | SERVICE WATER TO WASTE WATER QUENCH SPRAY DRAIN | WASTE WATER AREA | no data | DRAIN | no data | SWS | PD-961 | CLOSED | OPEN | Water | 0.75" | no data
00-VSWS620 | SERVICE WATER TO WASTE WATER QUENCE SPRAY VENT | WASTE WATER AREA | no data | VENT | no data | SWS | PD-961 | CLOSED | OPEN | Water | 0.75" | no data
00-VSWS621 | SERVICE WATER ISO TANK FARM NORTHWEST | SERVICE WATER TANK AREA | no data | UTS ISOLATION | no data | SWS | PD-392 | OPEN | CLOSED | Water | 1" | no data
00-VSWS622 | POTABLE WATER MAKEUP CV BYPASS | SERVICE WATER TANK AREA | no data | POTABLE WATER MAKEUP CV BYPASS | no data | SWS | PD-390 | CLOSED | CLOSED | Water | 4" | no data
00-VSWS623 | SERVICE WATER ISO UNIT 2 STG BUILDING SOUTHEAST | U2 STG BLDG | no data | UTS ISOLATION | no data | SWS | PD-392 | OPEN | CLOSED | Water | 1" | no data
00-VSWS624 | POTABLE WATER MAKEUP CV ISOLATION | SERVICE WATER TANK AREA | no data | POTABLE WATER MAKEUP CV ISOLATION | no data | SWS | PD-390 | OPEN | CLOSED | Water | 6" | no data
00-VSWS625 | SERVICE WATER ISO STUB UP U1 NORTH SIDE OF STG BLDG | U1 STG BLDG | no data | UTS ISOLATION | no data | SWS | PD-392 | OPEN | CLOSED | Water | 1" | no data
00-VSWS626 | SWS TO AUX BOILER BLOWDOWN QUENCH VENT | AUX BOILER BUILDING NORTH WALL | no data | VENT | no data | SWS | PD-121 | CLOSED | OPEN | Water | 0.75" | no data
00-VSWS627 | SERVICE WATER ISO UNIT 2 STG BUILDING NORTHEAST | U2 STG BLDG | no data | UTS ISOLATION | no data | SWS | PD-392 | OPEN | CLOSED | Water | 1" | no data
00-VSWS629 | SERVICE WATER ISO AMMONIA CONTAINMENT AREA | AMMONIA TANK AREA | no data | UTS ISOLATION | no data | SWS | PD-393 | OPEN | CLOSED | Water | 1" | no data
00-VSWS630 | SERVICE WATER TO WASTEWATER SUMP | WASTE WATER AREA | no data | SERVICE WATER TO WASTEWATER SUMP | no data | SWS | PD-961 | OPEN | CLOSED | Water | 4" | no data
00-VSWS633 | SERVICE WATER ISO AUX BOILER AREA NORTH | AUX BOILER BUILDING | no data | UTS ISOLATION | no data | SWS | PD-393 | OPEN | CLOSED | Water | 1" | no data
00-VSWS635 | SERVICE WATER ISO AUX BOILER AREA SOUTH | AUX BOILER BUILDING | no data | UTS ISOLATION | no data | SWS | PD-393 | OPEN | CLOSED | Water | 1" | no data
00-VSWS637 | SERVICE WATER ISO FUEL GAS COMPRESSOR | GAS YARD AREA | no data | UTS ISOLATION | no data | SWS | PD-394 | OPEN | CLOSED | Water | 1" | no data
00-VSWS639 | SERVICE WATER STUB UP WASTE WATER AREA | WASTE WATER AREA | no data | UTS ISOLATION | no data | SWS | PD-393 | CLOSED | CLOSED | Water | 1" | no data
00-VSWS649 | SERVICE WATER ISO UNIT 2 ACC AREA WEST | U2 ACC AREA | no data | UTS ISOLATION | no data | SWS | PD-393 | OPEN | CLOSED | Water | 1" | no data
00-VSWS651 | SERVICE WATER ISO UNIT 2 ACC AREA NORTH | U2 ACC AREA | no data | UTS ISOLATION | no data | SWS | PD-393 | OPEN | CLOSED | Water | 1" | no data
00-VSWS653 | SERVICE WATER ISO UNIT 2 ST DRAINS TANK AREA | U2 ST DRAINS TANK AREA | no data | UTS ISOLATION | no data | SWS | PD-393 | OPEN | CLOSED | Water | 1" | no data
00-VSWS654 | SERVICE WATER ISO AIR COMPRESSOR | AIR COMPRESSOR AREA | no data | UTS ISOLATION | no data | SWS | PD-394 | OPEN | CLOSED | Water | 1" | no data
00-VSWS655 | SERVICE WATER ISO UNIT 2 STG BUILDING SOUTHWEST | U2 STG BUILDING | no data | UTS ISOLATION | no data | SWS | PD-393 | OPEN | CLOSED | Water | 1" | no data
00-VSWS657 | SERVICE WATER ISO UNIT 2 STG BUILDING NORTHWEST | U2 STG BUILDING | no data | UTS ISOLATION | no data | SWS | PD-393 | OPEN | CLOSED | Water | 1" | no data
00-VSWS659 | SERVICE WATER ISO UNIT 2 CTG AIR INLET | CTG AIR INLET AREA | no data | UTS ISOLATION | no data | SWS | PD-393 | OPEN | CLOSED | Water | 1" | no data
00-VSWS661 | SERVICE WATER UNIT 2 PERFORMANCE HEATER | U2 PERFORMANCE HEATER AREA | no data | UTS ISOLATION | no data | SWS | PD-393 | OPEN | CLOSED | Water | 1" | no data
00-VSWS663 | SERVICE WATER UNIT 2 BFP WEST | U2 BFP AREA | no data | UTS ISOLATION | no data | SWS | PD-393 | OPEN | CLOSED | Water | 1" | no data
00-VSWS665 | SERVICE WATER UNIT 1 PERFORMANCE HEATER | U21PERFORMANCE HEATER AREA | no data | UTS ISOLATION | no data | SWS | PD-394 | OPEN | CLOSED | Water | 1" | no data
00-VSWS667 | SERVICE WATER ISO UNIT 1 STG BUILDING SOUTHWEST | U1 STG BLDG | no data | UTS ISOLATION | no data | SWS | PD-394 | OPEN | CLOSED | Water | 1" | no data
00-VSWS668 | 00-PIT SWS107SERVICE WATER HEADER | SERVICE WATER TANK AREA | no data | INSTRUMENTATION | no data | SWS | PD-391 | OPEN | CLOSED | Water | 0.75" | no data
00-VSWS669 | SERVICE WATER ISO UNIT 1 STG BUILDING NORTHWEST | U1 STG BLDG | no data | UTS ISOLATION | no data | SWS | PD-394 | OPEN | CLOSED | Water | 1" | no data
00-VSWS671 | UNIT 1 CTG AIR INLET AREA | U1 INLET AIR AREA | no data | UTS ISOLATION | no data | SWS | PD-394 | OPEN | CLOSED | Water | 1" | no data
00-VSWS672 | RECIRC CV ISOLATION | SERVICE WATER TANK AREA | no data | RECIRC CV ISOLATION | no data | SWS | PD-391 | OPEN | CLOSED | Water | 6" | no data
00-VSWS673 | UNIT 1 ST DRAINS TANK AREA | U1 ST DRAINS TANK AREA | no data | UTS ISOLATION | no data | SWS | PD-394 | OPEN | CLOSED | Water | 1" | no data
00-VSWS676 | RECIRC CV ISOLATION | SERVICE WATER TANK AREA | no data | RECIRC CV ISOLATION | no data | SWS | PD-391 | OPEN | CLOSED | Water | 6" | no data
00-VSWS677 | SERVICE WATER ISO FUEL GAS REGULATING STATION | GAS YARD AREA | no data | UTS ISOLATION | no data | SWS | PD-394 | OPEN | CLOSED | Water | 1" | no data
00-VSWS679 | SERVICE WATER ISO UNIT 1 ACC AREA WEST | U1 ACC AREA | no data | UTS ISOLATION | no data | SWS | PD-395 | OPEN | CLOSED | Water | 1" | no data
00-VSWS680 | RECIRC CV BYPASS | SERVICE WATER TANK AREA | no data | RECIRC CV BYPASS | no data | SWS | PD-391 | OPEN | CLOSED | Water | 4" | no data
00-VSWS681 | SERVICE WATER ISO UNIT 1 ACC AREA NORTH | U1 ACC AREA | no data | UTS ISOLATION | no data | SWS | PD-394 | OPEN | CLOSED | Water | 1" | no data
00-VSWS682 | SERVICE WATER MIN FLOW TO TANK VENT | SERVICE WATER TANK AREA | no data | VENT | no data | SWS | PD-391 | CLOSED | OPEN | Water | 0.75" | no data
00-VSWS683 | SERVICE WATER ISO U1 VACUUM PUMP | U1 VACUUM PUMP AREA | no data | UTS ISOLATION | no data | SWS | PD-393 | OPEN | CLOSED | Water | 1" | no data
00-VSWS684 | SERVICE WATER ISO UNIT 1 STG BUILDING SOUTHEAST | U1 STG BLDG | no data | UTS ISOLATION | no data | SWS | PD-394 | OPEN | CLOSED | Water | 1" | no data
00-VSWS685 | SERVICE WATER ISO UNIT STG BUILDING NORTHEAST | U1 STG BLDG | no data | UTS ISOLATION | no data | SWS | PD-394 | OPEN | CLOSED | Water | 1" | no data
00-VSWS686 | RECIRC CV LINE DRAIN | SERVICE WATER TANK AREA | no data | DRAIN | no data | SWS | PD-391 | CLOSED | OPEN | Water | 0.75" | no data
00-VSWS687 | SERVICE WATER ISO UNIT 1 ACHE | UNIT 1 ACHE AREA | no data | UTS ISOLATION | no data | SWS | PD-394 | OPEN | CLOSED | Water | 1" | no data
00-VSWS689 | no data | no data | no data | UTS ISOLATION | no data | SWS | PD-394 | no data | no data | Water | 1" | no data
00-VSWS690 | SERVICE WATER TANK ISOLATION 8" SPARE | SERVICE WATER TANK AREA | no data | SWS TANK ISOLATION | no data | SWS | PD-390 | OPEN | CLOSED | Water | 8" | no data
00-VSWS691 | U1 HRSG NITORGEN SERVICE WATER ISO | U1 HRSG NITROGEN AREA | no data | UTS ISOLATION | no data | SWS | PD-394 | OPEN | CLOSED | Water | 1" | no data
00-VSWS692 | POTABLE WATER MAKEUP DRAIN VALVE | SERVICE WATER TANK AREA | no data | DRAIN | no data | SWS | PD-390 | CLOSED | OPEN | Water | 0.75" | no data
00-VSWS694 | POTABLE WATER MAKEUP CV ISOLATION | SERVICE WATER TANK AREA | no data | POTABLE WATER MAKEUP CV ISOLATION | no data | SWS | PD-390 | OPEN | CLOSED | Water | 6" | no data
00-VSWS695 | SERVICE WATER ISO METERING STATION | GAS YARD AREA | no data | UTS ISOLATION | no data | SWS | PD-394 | OPEN | CLOSED | Water | 1" | no data
00-VSWS696 | SERVICE WATER TANK ISOLATION - POTABLE MAKEUP | SERVICE WATER TANK AREA | no data | SWS TANK ISOLATION - POTABLE MAKEUP | no data | SWS | PD-390 | OPEN | CLOSED | Water | 6" | no data
00-VSWS697 | SERVICE WATER ISO UNIT 1 CHEM SHACK | U1 SOUTH OF CHEM SHACK | no data | UTS ISOLATION | no data | SWS | PD-394 | OPEN | CLOSED | Water | 1" | no data
00-VSWS698 | SERVICE WATERISO UNIT 1 ACC AREA SOUTH | U1 ACC AREA | no data | UTS ISOLATION | no data | SWS | PD-395 | OPEN | CLOSED | Water | 1" | no data
00-VSWS699 | SERVICE WATER U1 BFP WEST | U1 BFP AREA | no data | UTS ISOLATION | no data | SWS | PD-394 | OPEN | CLOSED | Water | 1" | no data
00-VWDR601 | WASTE WATER OUTLET INSTURMENTATION ISO | WASTE WATER AREA | no data | INSTRUMENT ISOLATION | no data | WDR | PD-961 | OPEN | CLOSED | Water | 0.75" | no data
00-VWDR602 | WASTE WATER OUTLET FT ISO | WASTE WATER AREA | no data | INSTRUMENT ISOLATION | no data | WDR | PD-961 | OPEN | CLOSED | Water | 0.5" | no data
00-VWDR603 | WASTE WATER OUTLET FT ISO | WASTE WATER AREA | no data | INSTRUMENT ISOLATION | no data | WDR | PD-961 | OPEN | CLOSED | Water | 0.5" | no data
00-VWDR604 | FREE CHLORINE SAMPLE ISOLATION | WASTE WATER AREA | no data | FREE CHLORINE SAMPLE ISOLATION | no data | WDR | PD-961 | OPEN | CLOSED | Water | 1" | no data
00-VWDR605 | FREE CHLORINE SAMPLE RETURN ISOLATION | WASTE WATER AREA | no data | FREE CHLORINE SAMPLE RETURN ISOLATION | no data | WDR | PD-961 | OPEN | CLOSED | Water | 1" | no data
00-VWDR633 | WASTEWATER SUMP PUMP B CHECK VALVE | WASTE WATER AREA | no data | WASTEWATER SUMP PUMP B CHECK VALVE | no data | WDR | PD-961 | OPEN | CLOSED | Water | 10" | no data
00-VWDR635 | WASTEWATER SUMP PUMP B ISOLATION | WASTE WATER AREA | no data | WASTEWATER SUMP PUMP B ISOLATION | no data | WDR | PD-961 | OPEN | CLOSED | Water | 10" | no data
00-VWDR673 | WASTEWATER SUMP PUMP A CHECK VALVE | WASTE WATER AREA | no data | WASTEWATER SUMP PUMP A CHECK VALVE | no data | WDR | PD-961 | OPEN | CLOSED | Water | 10" | no data
00-VWDR674 | WASTEWATER SUMP PUMP A ISOLATION | WASTE WATER AREA | no data | WASTEWATER SUMP PUMP A ISOLATION | no data | WDR | PD-961 | OPEN | CLOSED | Water | 10" | no data
00-YV-BDN301 | BLOWDOWN DISCHARGE CONTROL VALVE TO SWS TANK | SERVICE WATER TANK AREA | no data | BLOWDOWN DISCHARGE CONTROL VALVE TO SWS TANK | no data | BDN | PD-091 | OPEN | CLOSED | Water | 8" | no data
00-YV-BDN321 | BLOWDOWN DISCHARGE CONTROL VALVE TO WDR SUMP | WASTE WATER AREA | no data | BLOWDOWN DISCHARGE CONTROL VALVE TO WDR SUMP | no data | BDN | PD-091 | OPEN | CLOSED | Water | 6" | no data
00-YV-DWT115 | DEMIN SYSTEM EFFLUENT CV | WATERTREATMENT AREA | no data | DEMIN SYSTEM EFFLUENT ON/OFF VALVE | no data | DWT | PD-377 | OPEN | CLOSED | Water | 4" | no data
00-YV-DWT125 | DEMIN DUMP DIVERT VALVE | WATERTREATMENT AREA | no data | DEMIN DUMP DIVERT VALVE | no data | DWT | PD-377 | OPEN | CLOSED | Water | 4" | no data
01-FCV-BFW147 | 01 BFP A HP DISCHARGE MIN FLOW CONTROL VALVE | U1 CONDENSATE RECIEVER TANK AREA | no data | BFP A MIN RECIRC CV | no data | BFW | PD-061A | OPEN | CLOSED | Water | 3" | no data
01-FCV-BFW187 | 01 BFP B HP DISCHARGE MIN FLOW CONTROL VALVE | U1 CONDENSATE RECIEVER TANK AREA | no data | BFP B MIN RECIRC CV | no data | BFW | PD-061A | OPEN | CLOSED | Water | 3" | no data
01-FCV-BFW343 | 01 CT TCA COOLER BFW TCV TO HRSG | U1 1ST LEVEL PIPE RACK | no data | CT TCA COOLER BFW TCV TO HRSG | no data | BFW | PD-063A | OPEN | CLOSED | Water | 4" | no data
01-FCV-BFW359 | 01 CT TCA COOLER BFW TCV RECIRC TO ACC | U1 CONDENSATE RECIEVER TANK AREA | no data | CT TCA COOLER BFW TCV RECIRC TO ACC | no data | BFW | PD-063A | OPEN | CLOSED | Water | 3" | no data
01-FCV-BFW459 | 01 PERFORMACE HEATER TO CONDENSATE IP FEEDWATER | PERFORMANCE HEATER AREA | no data | FG HX BFW FCV TO LP ECON | no data | BFW | PD-064A | OPEN | CLOSED | Water | 2" | no data
01-FCV-BFW475 | 01 PERFORMACE HEATER TO ACC IP FEEDWATER | U1 CONDENSATE RECIEVER TANK AREA | no data | FG HX BFW FCV RECIRC TO ACC | no data | BFW | PD-064A | OPEN | CLOSED | Water | 2" | no data
01-FCV-CND331 | Condensate Recirc CV | CRT landing | CRT | CONDENSATE MINIMUM RECIRC VALVE | no data | CND | PD-053A | OPEN | CLOSED | Water | 6" | no data
01-LCV-DWS715 | U1 CONDENSATE RECIEVER MAKEUP LEVEL CONTROL | U1 CONDENSATE RECIEVER TANK AREA | no data | CONDENSER MAKEUP LEVEL CONTROL | no data | DWS | PD-050A | OPEN | CLOSED | Water | 2" | no data
01-LV-CRH109 | U1 DRIP LEG DRAIN - AUTOMATED | U1 STG BLDG | no data | DRIP LEG DRAIN - AUTOMATED | no data | CRH | PD-030A | OPEN | CLOSED | Steam | 2" | no data
01-LV-CRH110 | U1 DRIP LEG DRAIN - AUTOMATED | U1 STG BLDG | no data | DRIP LEG DRAIN - AUTOMATED | no data | CRH | PD-030A | OPEN | CLOSED | Steam | 2" | no data
01-LV-CRH125 | U1 DRIP LEG DRAIN - AUTOMATED | U1 STG BLDG | no data | DRIP LEG DRAIN - AUTOMATED | no data | CRH | PD-031A | OPEN | CLOSED | Steam | 2" | no data
01-LV-LPS115 | U1 DRIP LEG DRAIN - AUTOMATED | U1 STG BLDG | no data | DRIP LEG DRAIN - AUTOMATED | no data | LPS | PD-040A | OPEN | CLOSED | Steam | 2" | no data
01-LV-LPS123 | U1 DRIP LEG DRAIN - AUTOMATED | U1 STG BLDG | no data | DRIP LEG DRAIN - AUTOMATED | no data | LPS | PD-041A | OPEN | CLOSED | Steam | 2" | no data
01-MOV-AXS321 | U1 Aux steam Header Iso | 2ND PIPE RACK | no data | UNIT 1 ISOLATION | no data | AXS | PD-123A | CLOSED | CLOSED | Steam | 6" | no data
01-MOV-BFW139 | U1 BFP A IP DISCHARGE ISOLATION MOV | U1 1ST LEVEL PIPE RACK | no data | BFP A IP DISCHARGE ISOLATION MOV | no data | BFW | PD-060A | OPEN | CLOSED | Water | 6" | no data
01-MOV-BFW145 | UNIT 1 BFW PMP 01A HP DISCH VLV PWR 480VAC | 01-LVB-PPL-1113 BR 1 PIPE RACK 1 BY STARTUP HTR | no data | BFP A HP DISCHARGE ISOLATION MOV | no data | BFW | PD-061A | CLOSED | OPEN | Water | 10" | no data
01-MOV-BFW179 | U1 BFP B IP DISCHARGE ISOLATION MOV | U1 1ST LEVEL PIPE RACK | no data | BFP B IP DISCHARGE ISOLATION MOV | no data | BFW | PD-060A | OPEN | CLOSED | Water | 6" | no data
01-MOV-BFW185 | U1 BFP B HP DISCHARGE MOV BLOCK VALVE | U1 1ST LEVEL PIPE RACK | no data | BFP B HP DISCHARGE ISOLATION MOV | no data | BFW | PD-061A | OPEN | CLOSED | Water | 10" | no data
01-MOV-CND201 | UNIT 1 COND TO COND IRON FLTR 01A VLV PWR 480VAC | 01-LVB--PPL-1311, BR5ACC MCC ENCLOSURE | no data | CONDENSATE IRON FILTER AUTOMATIC ISOLATION | no data | CND | PD-052A | CLOSED | OPEN | Water | 12" | no data
01-MOV-CND211 | UNIT 1 COND TO COND IRON FLTR 01B VLV PWR 480V | 01-LVB--PPL-1311, BR6ACC MCC ENCLOSURE | no data | CONDENSATE IRON FILTER AUTOMATIC ISOLATION | no data | CND | PD-052A | CLOSED | OPEN | Water | 12" | no data
01-MOV-CND221 | UNIT 1 COND IRON FLTR BYP VLV PWR 480VAC | 01-LVB--PPL-1311, BR7ACC MCC ENCLOSURE | no data | CONDENSATE IRON FILTER AUTOMATIC BYPASS | no data | CND | PD-052A | CLOSED | OPEN | Water | 12" | no data
01-PCV-AXS713 | DA EJECTOR STEAM SUPPLY CONTROL VALVE | U1 CONDENSATE RECIEVER TANK AREA | no data | DA EJECTOR STEAM SUPPLY CONTROL VALVE | no data | AXS | PD-050A | OPEN | CLOSED | Steam | 1" | no data
01-PCV-CCW191 | SYSTEM BALANCING CONTROL VALVE | U1 CCW AREA | no data | SYSTEM BALANCING CONTROL VALVE | no data | CCW | PD-270A | OPEN | CLOSED | WATER/GLYCOL | 10" | no data
01-PCV-CMG117 | CO2 BACKPRESSURE REGULATOR | U1 STG BLDG | no data | CO2 BACKPRESSURE REGULATOR | no data | CMG | PD-571 | OPEN | CLOSED | CARBON DIOXIDE | 2" | no data
01-PCV-CND289 | ACC DUCT CURTAIN SPRAY CONTROL VALVE | U1 STG BLDG | no data | ACC DUCT CURTAIN SPRAY CONTROL VALVE | no data | CND | PD-052A | OPEN | CLOSED | Water | 2.5" | no data
01-PCV-CND423 | CND SUCTION TO BFP CV | U1 1ST LEVEL PIPE RACK | no data | CND LP ECON AND DRUM BYPASS CONTROL VALVE | no data | CND | PD-053A | OPEN | CLOSED | Water | 6" | no data
01-PCV-CND455 | LP ECONOMIZER INLET PCV | U1 HRSG LOWER | no data | LP ECONOMIZER INLET PCV | no data | CND | PD-053A | OPEN | CLOSED | Water | 8" | no data
01-PCV-CRH700 | CRH TO AXS PRESSURE LETDOWN (LOW FLOW) | U1 PIPE RACK TOP LEVEL | no data | CRH TO AXS PRESSURE LETDOWN (LOW FLOW) | no data | CRH | PD-124A | OPEN | CLOSED | Steam | 2" | no data
01-PCV-CRH715 | CRH TO AXS PRESSURE LETDOWN (HIGH FLOW) | U1 PIPE RACK TOP LEVEL | no data | CRH TO AXS PRESSURE LETDOWN (HIGH FLOW) | no data | CRH | PD-124A | OPEN | CLOSED | Steam | 6" | no data
01-PCV-HPS100 | HPS BYPASS VALVE | U1 PIPE RACK TOP LEVEL | no data | HPS BYPASS VALVE | no data | HPS | PD-020A | OPEN | CLOSED | Steam | 10" | no data
01-PCV-HRH100 | HRH BYPASS VALVE | U1 STG BLDG UPPER | no data | BYPASS VALVE | no data | HRH | PD-034A | OPEN | CLOSED | Steam | 24" | no data
01-PCV-LPS100 | LPS BYPASS VALVE | U1 STG BLDG UPPER | no data | BYPASS VALVE | no data | LPS | PD-040A | OPEN | CLOSED | Steam | 12" | no data
01-PRV-CMG101 | NITROGEN STORAGE CYLINDER RACK OUTLET | U1 HRSG EAST | no data | NITROGEN STORAGE CYLINDER RACK OUTLET | no data | CMG | PD-570 | CLOSED | CLOSED | NITROGEN | 1" | no data
01-PRV-CMG102 | NITROGEN STORAGE CYLINDER RACK OUTLET | U1 STG BLDG | no data | NITROGEN STORAGE CYLINDER RACK OUTLET | no data | CMG | PD-570 | CLOSED | CLOSED | NITROGEN | 1" | no data
01-PRV-CMG115 | CO2 PRESSURE REGULATOR | U1 STG BLDG | no data | CO2 PRESSURE REGULATOR | no data | CMG | PD-571 | OPEN | CLOSED | CARBON DIOXIDE | 1.5" | no data
01-PRV-CND325 | STEAM DRAINS PUMP SEAL WATER PRV | U1 ST DRAINS PIT AREA | no data | STEAM DRAINS PUMP SEAL WATER PRV | no data | CND | PD-306A | OPEN | CLOSED | Water | 0.5" | no data
01-PRV-CND326 | STEAM DRAINS PUMP SEAL WATER PRV | U1 ST DRAINS PIT AREA | no data | STEAM DRAINS PUMP SEAL WATER PRV | no data | CND | PD-306A | OPEN | CLOSED | Water | 0.5" | no data
01-PRV-CTP112 | EVAP COOLER PRESSURE REGULATOR | U1 INLET AREA | no data | EVAP COOLER PRESSURE REGULATOR | no data | CTP | PD-333A | OPEN | CLOSED | Water | 3" | no data
01-PRV-SWS713 | HRSG SUMP BEARING FLUSH PRESSURE REGULATOR | U1 HRSG SUMP AREA | no data | BEARING FLUSH PRESSURE REGULATOR | no data | SWS | PD-090A | OPEN | CLOSED | Water | 1" | no data
01-PSV-AXS325 | AUX STEAM HEADER SAFETY VALVE | U1 ST DRAINS PIT PIPE RACK | no data | STEAM HEADER SAFETY VALVE | no data | AXS | PD-123A | CLOSED | CLOSED | Steam | 4" | no data
01-PSV-AXS329 | FUEL GAS TO STARTUP HEAT EXCHANGER RELIEF VALVE | 1ST LEVEL PIPE RACK | no data | HEAT EXCHANGER RELIEF VALVE | no data | AXS | PD-123A | CLOSED | CLOSED | Steam | 0.75" | no data
01-PSV-BFW104 | BFP SUCTION HEADER PSV | 1ST LEVEL PIPE RACK | no data | BFP SUCTION HEADER PSV | no data | BFW | PD-060A | CLOSED | CLOSED | Water | 4" | no data
01-PSV-BFW105 | BFP A SUCTION OVERPRESSURE PROTECTION | HRSG LOWER | no data | BFP A SUCTION OVERPRESSURE PROTECTION | no data | BFW | PD-060A | CLOSED | CLOSED | Water | 1.5" | no data
01-PSV-BFW155 | BFP B SUCTION OVERPRESSURE PROTECTION | HRSG LOWER | no data | BFP B SUCTION OVERPRESSURE PROTECTION | no data | BFW | PD-060A | CLOSED | CLOSED | Water | 1.5" | no data
01-PSV-BFW323 | CT TCA COOLER OVERPRESSURE PROTECTION HP FEEDWATER | TCA COOLER AREA | no data | CT TCA COOLER OVERPRESSURE PROTECTION | no data | BFW | PD-063A | CLOSED | CLOSED | Water | 1" | no data
01-PSV-BFW423 | FG PERFORMANCE HEATER OVERPRESSURE PROTECTION | U1 PERFORMANCE HEATER AREA | no data | FG HX OVERPRESSURE PROTECTION | no data | BFW | PD-064A | CLOSED | CLOSED | Water | 0.75" | no data
01-PSV-BFW463 | FG PERFORMANCE HEATER STARTUP HEATER PSV | U1 PERFORMANCE HEATER AREA | no data | FG STARTUP HEATER PSV | no data | BFW | PD-064A | CLOSED | CLOSED | Water | 0.75" | no data
01-PSV-BFW751 | FG PERFORMANCE HEATER OUTLET CND RETURN PSV | U1 PERFORMANCE HEATER AREA | no data | FG HX OUTLET CND RETURN PSV | no data | BFW | PD-053A | CLOSED | CLOSED | Water | 1.5" | no data
01-PSV-CCW213 | UNIT 1 ACHE B2-1 CELL RELIEF VALVE | U1 NORTH ACHE AREA | no data | RELIEF VALVE | no data | CCW | PD-271A | CLOSED | CLOSED | WATER/GLYCOL | 0.75" | no data
01-PSV-CCW223 | UNIT 1 ACHE B2-2 CELL RELIEF VALVE | U1 NORTH ACHE AREA | no data | RELIEF VALVE | no data | CCW | PD-271A | CLOSED | CLOSED | WATER/GLYCOL | 0.75" | no data
01-PSV-CCW233 | UNIT 1 ACHE B2-3 CELL RELIEF VALVE | U1 NORTH ACHE AREA | no data | RELIEF VALVE | no data | CCW | PD-271A | CLOSED | CLOSED | WATER/GLYCOL | 0.75" | no data
01-PSV-CCW243 | UNIT 1 ACHE B2-4 CELL RELIEF VALVE | U1 NORTH ACHE AREA | no data | RELIEF VALVE | no data | CCW | PD-271A | CLOSED | CLOSED | WATER/GLYCOL | 0.75" | no data
01-PSV-CCW253 | UNIT 1 ACHE B2-5 CELL RELIEF VALVE | U1 NORTH ACHE AREA | no data | RELIEF VALVE | no data | CCW | PD-271A | CLOSED | CLOSED | WATER/GLYCOL | 0.75" | no data
01-PSV-CCW311 | 1B BFP CCW RELIEF VALVE | U1 BFP AREA | no data | RELIEF VALVE | no data | CCW | PD-272A | CLOSED | CLOSED | WATER/GLYCOL | 0.75" | no data
01-PSV-CCW331 | 1A BFP CCW RELIEF VALVE | U1 BFP AREA | no data | RELIEF VALVE | no data | CCW | PD-272A | CLOSED | CLOSED | WATER/GLYCOL | 0.75" | no data
01-PSV-CCW351 | SAMPLE PANEL CCW RELIEF VALVE | U1 SAMPLE PANEL | no data | RELIEF VALVE | no data | CCW | PD-272A | CLOSED | CLOSED | WATER/GLYCOL | 0.75" | no data
01-PSV-CCW381 | LUBE OIL INLET CCW RELIEF VALVE | U1 STG BLDG LOWER | no data | RELIEF VALVE | no data | CCW | PD-273A | CLOSED | CLOSED | WATER/GLYCOL | 0.75" | no data
01-PSV-CCW391 | LUBE OIL OUTLET CCW RELIEF VALVE | U1 STG BLDG LOWER | no data | RELIEF VALVE | no data | CCW | PD-273A | CLOSED | CLOSED | WATER/GLYCOL | 0.75" | no data
01-PSV-CCW413 | PGE02108 GENERATOR CCW RELIEF VALVE | U1 STG BLDG UPPER | no data | RELIEF VALVE | no data | CCW | PD-274A | CLOSED | CLOSED | WATER/GLYCOL | 0.75" | no data
01-PSV-CCW423 | PGE02107 GENERATOR CCW RELIEF VALVE | U1 STG BLDG UPPER | no data | RELIEF VALVE | no data | CCW | PD-274A | CLOSED | CLOSED | WATER/GLYCOL | 0.75" | no data
01-PSV-CCW433 | PGE02106 GENERATOR CCW RELIEF VALVE | U1 STG BLDG UPPER | no data | RELIEF VALVE | no data | CCW | PD-274A | CLOSED | CLOSED | WATER/GLYCOL | 0.75" | no data
01-PSV-CCW443 | PGE02105 GENERATOR CCW RELIEF VALVE | U1 STG BLDG UPPER | no data | RELIEF VALVE | no data | CCW | PD-274A | CLOSED | CLOSED | WATER/GLYCOL | 0.75" | no data
01-PSV-CCW453 | PGE02104 GENERATOR CCW RELIEF VALVE | U1 STG BLDG UPPER | no data | RELIEF VALVE | no data | CCW | PD-274A | CLOSED | CLOSED | WATER/GLYCOL | 0.75" | no data
01-PSV-CCW463 | PGE02103 GENERATOR CCW RELIEF VALVE | U1 STG BLDG UPPER | no data | RELIEF VALVE | no data | CCW | PD-274A | CLOSED | CLOSED | WATER/GLYCOL | 0.75" | no data
01-PSV-CCW473 | PGE02102 GENERATOR CCW RELIEF VALVE | U1 STG BLDG UPPER | no data | RELIEF VALVE | no data | CCW | PD-274A | CLOSED | CLOSED | WATER/GLYCOL | 0.75" | no data
01-PSV-CCW483 | PGE02101 GENERATOR CCW RELIEF VALVE | U1 STG BLDG UPPER | no data | RELIEF VALVE | no data | CCW | PD-274A | CLOSED | CLOSED | WATER/GLYCOL | 0.75" | no data
01-PSV-CCW511 | A ECA COMPRESSOR CCW RELIEF VALVE | U1 "A" ECA COMPRESSOR | no data | RELIEF VALVE | no data | CCW | PD-275A | CLOSED | CLOSED | WATER/GLYCOL | 0.75" | no data
01-PSV-CCW531 | B ECA COMPRESSOR CCW RELIEF VALVE | U1 "B" ECA COMPRESSOR | no data | RELIEF VALVE | no data | CCW | PD-275A | CLOSED | CLOSED | WATER/GLYCOL | 0.75" | no data
01-PSV-CMG116 | NITROGEN OVERPRESSURE PROTECTION | U1 HRSG LOWER | no data | NITROGEN OVERPRESSURE PROTECTION | no data | CMG | PD-570 | CLOSED | CLOSED | NITROGEN | 1" | no data
01-PSV-CMG118 | CO2 OVERPRESSURE PROTECTION | U1 STG BLDG | no data | CO2 OVERPRESSURE PROTECTION | no data | CMG | PD-571 | CLOSED | CLOSED | CARBON DIOXIDE | 1" | no data
01-PSV-CMG126 | NITROGEN OVERPRESSURE PROTECTION | U1 GAS TURBINE | no data | NITROGEN OVERPRESSURE PROTECTION | no data | CMG | PD-570 | CLOSED | CLOSED | NITROGEN | 1" | no data
01-PSV-CND101 | CND PUMP A SUCTION OVERPRESSURE PROTECTION | U1 CONDENSATE PUMP AREA | no data | CND PUMP A SUCTION OVERPRESSURE PROTECTION | no data | CND | PD-051A | CLOSED | CLOSED | Water | 0.75" | no data
01-PSV-CND121 | CND PUMP B SUCTION OVERPRESSURE PROTECTION | U1 CONDENSATE PUMP AREA | no data | CND PUMP B SUCTION OVERPRESSURE PROTECTION | no data | CND | PD-051A | CLOSED | CLOSED | Water | 0.75" | no data
01-PSV-CND141 | CND PUMP C SUCTION OVERPRESSURE PROTECTION | U1 CONDENSATE PUMP AREA | no data | CND PUMP C SUCTION OVERPRESSURE PROTECTION | no data | CND | PD-051A | CLOSED | CLOSED | Water | 0.75" | no data
01-PSV-CND255 | DEMIN FILL TO CND OVERPERSSURE PROTECTION | U1 CONDENSATE PUMP AREA | no data | DEMIN FILL TO CND OVERPERSSURE PROTECTION | no data | CND | PD-052A | CLOSED | CLOSED | Water | 0.75" | no data
01-PSV-CND402 | CONDENSATE FILL TO HP BFW OVERPRESSURE PROTECTION | PIPE RACK 1ST LEVEL WEST SIDE | no data | CONDENSATE FILL TO HP BFW OVERPRESSURE PROTECTION | no data | CND | PD-061A | CLOSED | CLOSED | Water | 0.75" | no data
01-PSV-CND403 | CONDENSATE FILL TO IP BFW OVERPRESSURE PROTECTION | PIPE RACK 1ST LEVEL EASTSIDE | no data | CONDENSATE FILL TO IP BFW OVERPRESSURE PROTECTION | no data | CND | PD-062A | CLOSED | CLOSED | Water | 0.75" | no data
01-PSV-CND457 | LP ECONOMIZER INLET OVERPRESSURE PROTECTION | U1 HRSG LOWER NORTH | no data | LP ECONOMIZER INLET OVERPRESSURE PROTECTION | no data | CND | PD-053A | CLOSED | CLOSED | Water | 4" | no data
01-PSV-CND519 | ECA COOLER THERMAL RELIEF OVERPRESSURE PROTECTION | U1 ECA COOLER AREA | no data | ECA COOLER THERMAL RELIEF OVERPRESSURE PROTECTION | no data | CND | PD-054A | CLOSED | CLOSED | Water | 1" | no data
01-PSV-CTP118 | EVAP COOLER OVERPRESSURE PROTECTION | U1 INLET AREA | no data | EVAP COOLER OVERPRESSURE PROTECTION | no data | CTP | PD-333A | CLOSED | CLOSED | Water | 1" | no data
01-PSV-CTP128 | CT CASING COOLING AIR PIPING PSV | U1 TURBINE BLDG UPPER/CASING FAN | no data | CT CASING COOLING AIR PIPING PSV | no data | CTP | PD-336A | CLOSED | CLOSED | AIR | 0.75" | no data
01-PSV-FGS159 | PERFORMANCE HEATER PSV | U1 PERFORMANCE HEATER AREA | no data | PERFORMANCE HEATER PSV | no data | FGS | PD-656A | CLOSED | CLOSED | Natural Gas | 1" | no data
01-PSV-INA100 | PUFFER AIR TANK RELIEF | UNIT 1 PUFFER AIR TANK RELIEF VALVE | no data | AIR SUPPLY OVERPRESSURE PROTECTION | no data | INA | PD-552 | CLOSED | CLOSED | AIR | 0.75" | no data
01-PSV-INA101 | ECA COMPRESSSOR "A" NORTHSIDE | UNIT 1 ECA COMPRESSOR "A" | no data | AIR SUPPLY OVERPRESSURE PROTECTION | no data | INA | PD-552 | OPEN | CLOSED | AIR | 0.75" | no data
01-PSV-INA104 | INSTA AIR RELIEF OUTSIDE GT ENCLOSURE WESTSIDE | UNIT 1 UNDER MAIN GAS TO GT ENCLOSURE | no data | OVERPRESSURE PROTECTION | no data | INA | PD-559 | CLOSED | CLOSED | AIR | 0.75" | no data
01-PSV-INA105 | INSTA AIR RELIEF VALVE SOUTH OF 2B ECA ENCLOSURE | UNIT 1 SOUTHSIDE OF 2B ECA CMPRESSOR | no data | AIR SUPPLY OVERPRESSURE PROTECTION | no data | INA | PD-552 | CLOSED | CLOSED | AIR | 0.75" | no data
01-PSV-STP209 | GLAND STEAM PSV | U1 STG BUILDING UPPER | no data | GLAND STEAM PSV | no data | STP | PD-300A | CLOSED | CLOSED | Steam | 3" | no data
01-TCV-AXS371 | FG STARTUP FEEDWATER HX OUTLET CONTROL VALVE | PIPE RACK 1ST LEVEL | no data | FG STARTUP FEEDWATER HX OUTLET CONTROL VALVE | no data | AXS | PD-123A | OPEN | CLOSED | Steam/Water | 1" | no data
01-TCV-AXS711 | CONDENSATE TANK SPARGING STEAM CONTROL VALVE | CONDENSATE RECIEVER TANK | no data | CONDENSATE TANK SPARGING STEAM CONTROL VALVE | no data | AXS | PD-050A | OPEN | CLOSED | Steam | 3" | no data
01-TCV-BFW716 | HPS BYPASS TO CRH ATTEMP CONTROL VALVE IP FEEDWATER | PIPE RACK 2ND LEVEL SOUTH SIDE | no data | HP BYPASS SPRAY SUPPLY TCV | no data | BFW | PD-020A | OPEN | CLOSED | Water | 3" | no data
01-TCV-BFW749 | CRH LETDOWN ATTEMPERATOR SPRAY TCV | PIPE RACK 2ND LEVEL SOUTH SIDE | no data | CRH LETDOWN PCV SPRAY TCV | no data | BFW | PD-124A | OPEN | CLOSED | Water | 1" | no data
01-TCV-BFW761 | CRH LETDOWN ATTEMPERATOR SPRAY TCV | PIPE RACK 2ND LEVEL SOUTH SIDE | no data | CRH LETDOWN ATTEMPERATOR SPRAY TCV | no data | BFW | PD-124A | OPEN | CLOSED | Water | 1" | no data
01-TCV-CCW181 | ACHE BYPASS CONTROL VALVE | UNIT 1 SOUTHSIDE ACHE | no data | ACHE BYPASS CONTROL VALVE | no data | CCW | PD-270A | OPEN | CLOSED | WATER/GLYCOL | 24" | no data
01-TCV-CND706 | CRH VENTILATOR DSH SPRAY TCV | UNIT 1 CONDENSATE CORNER | no data | CRH VENTILATOR DSH SPRAY TCV | no data | CND | PD-030A | OPEN | CLOSED | Water | 2" | no data
01-TCV-CND707 | HRH BYPASS SPRAY TCV | UNIT 1 CONDENSATE CORNER | no data | HRH BYPASS SPRAY TCV | no data | CND | PD-034A | OPEN | CLOSED | Water | 4" | no data
01-TCV-CND717 | HP DRAINS TANK QUENCH SPRAY TCV | UNIT 1 STEAM DRAINS PIT | no data | HP DRAINS TANK QUENCH SPRAY TCV | no data | CND | PD-304A | OPEN | CLOSED | Water | 1.5" | no data
01-TCV-CND718 | LP DRAINS TANK QUENCH SPRAY TCV | UNIT 1 STEAM DRAINS PIT | no data | LP DRAINS TANK QUENCH SPRAY TCV | no data | CND | PD-305A | OPEN | CLOSED | Water | 2" | no data
01-TCV-CND726 | LP BYPASS SPRAY TCV | UNIT 1 CONDENSATE CORNER | no data | LP BYPASS SPRAY TCV | no data | CND | PD-040A | OPEN | CLOSED | Water | 1" | no data
01-TV-HPS123 | DRIP LEG DRAIN - AUTOMATED | UNIT 1 EAST SIDE OF STEAM TURBINE GRD FLOOR | no data | DRIP LEG DRAIN - AUTOMATED | no data | HPS | PD-021A | OPEN | CLOSED | Steam | 2" | no data
01-TV-HRH117 | DRIP LEG DRAIN - AUTOMATED | UNIT 1 SOUTHSIDE OF INLET DUCT | no data | DRIP LEG DRAIN - AUTOMATED | no data | HRH | PD-034A | OPEN | CLOSED | Steam | 2" | no data
01-TV-SWS717 | HRSG SUMP QUENCH WATER | UNIT 1 EAST OF STACK | no data | BLOWDOWN QUENCH CONTROL VALVE | no data | SWS | PD-090A | OPEN | CLOSED | Water | 2" | no data
01-VAQA101 | UNIT 1 AFCU ISOLATION VALVE | UNIT 1 WEST OF "A" DILUTION AIR FAN | no data | UNIT 1 AFCU ISOLATION VALVE | no data | AQA | PD-782 | OPEN | CLOSED | 19% Aqueous Ammonia | 1" | no data
01-VAXS101 |  | Pipe Rack 1st | Aux Steam Header | VENT | no data | AXS | PD-123A | CLOSED | OPEN | Steam | 0.75" | no data
01-VAXS102 |  | Pipe Rack 1st | Aux Steam Header | INSTRUMENT | no data | AXS | PD-050A | OPEN | CLOSED | Steam | 0.75" | no data
01-VAXS103 |  | Pipe Rack 1st | Aux Steam Header | TRAP ISOLATION | no data | AXS | PD-122A | OPEN | CLOSED | Steam | 0.75" | no data
01-VAXS104 |  | Pipe Rack 1st | Aux Steam Header | TRAP ISOLATION | no data | AXS | PD-123A | OPEN | CLOSED | Steam | 0.75" | no data
01-VAXS105 |  | Pipe Rack 1st | Aux Steam Header | TRAP ISOLATION | no data | AXS | PD-123A | OPEN | CLOSED | Steam | 0.75" | no data
TagNumber | no data | no data | no data | Description | no data | System | P&ID | no data | no data | Working Fluid | Size (in) | no data
01-VAXS106 |  | Pipe Rack 1st | Aux Steam Header | DRAIN | no data | AXS | PD-123A | CLOSED | OPEN | Steam | 0.75" | no data
01-VAXS107 |  | Pipe Rack 1st | Aux Steam Header | TRAP BYPASS | no data | AXS | PD-123A | OPEN | CLOSED | Steam | 0.75" | no data
01-VAXS108 |  | Pipe Rack 1st | Aux Steam Header | VENT | no data | AXS | PD-120 | CLOSED | CLOSED | Steam | 0.75" | no data
01-VAXS109 |  | Pipe Rack 1st | Aux Steam Header | INSTRUMENT | no data | AXS | PD-123A | OPEN | CLOSED | Steam | 2" | no data
01-VAXS110 |  | Pipe Rack 1st | Aux Steam Header | INSTRUMENT | no data | AXS | PD-123A | OPEN | CLOSED | Steam | 2" | no data
01-VAXS112 |  | Pipe Rack 1st | Aux Steam Header | TRAP ISOLATION | no data | AXS | PD-122A | OPEN | CLOSED | Steam | 0.75" | no data
01-VAXS113 |  | Pipe Rack 1st | Aux Steam Header | TRAP DRAIN | no data | AXS | PD-122A | CLOSED | OPEN | Steam | 2" | no data
01-VAXS115 | Steam trap iso | HRSG lower West | no data | TRAP ISOLATION | no data | AXS | PD-122A | OPEN | CLOSED | Steam | 0.75" | no data
01-VAXS116 |  | Pipe Rack 1st | Aux Steam Header | DRAIN | no data | AXS | PD-122A | CLOSED | OPEN | Steam | 0.75" | no data
01-VAXS117 | Steam trap iso | Pipe Rack 1st | Aux Steam Header | TRAP ISOLATION | no data | AXS | PD-123A | OPEN | CLOSED | Steam | 0.75" | no data
01-VAXS118 |  | Pipe Rack 1st | Aux Steam Header | TRAP ISOLATION | no data | AXS | PD-123A | OPEN | CLOSED | Steam | 0.75" | no data
01-VAXS119 | Steam Trap strainer drain | Pipe Rack 1st | Aux Steam Header | DRAIN | no data | AXS | PD-123A | OPEN | CLOSED | Steam | 0.75" | no data
01-VAXS120 | Steam Trap bypass | Pipe Rack 1st | Aux Steam Header | TRAP BYPASS | no data | AXS | PD-123A | CLOSED | CLOSED | Steam | 0.75" | no data
01-VAXS121 |  | Pipe Rack 1st | Aux Steam Header | VENT | no data | AXS | PD-123A | CLOSED | OPEN | Steam | 0.75" | no data
01-VAXS122 |  | Pipe Rack 1st | Aux Steam Header | INSTRUMENT | no data | AXS | PD-050A | OPEN | CLOSED | Steam | 0.75" | no data
01-VAXS123 |  | Pipe Rack 1st | Aux Steam Header | FG STARTUP FEEDWATER HX OUTLET CHECK VALVE | no data | AXS | PD-123A | OPEN | CLOSED | Water | 2" | no data
01-VAXS124 |  | Pipe Rack 1st | Aux Steam Header | FG STARTUP FEEDWATER HX OUTLET CONTROL VALVE ISOLATION | no data | AXS | PD-123A | OPEN | CLOSED | Water | 2" | no data
01-VAXS125 |  | Pipe Rack 1st | Aux Steam Header | FG STARTUP FEEDWATER HX OUTLET CONTROL VALVE ISOLATION | no data | AXS | PD-123A | OPEN | CLOSED | Steam/Water | 2" | no data
01-VAXS126 |  | Pipe Rack 1st | Aux Steam Header | DRAIN | no data | AXS | PD-123A | CLOSED | OPEN | Water | 0.75" | no data
01-VAXS127 |  | Pipe Rack 1st | Aux Steam Header | FG STARTUP FEEDWATER HX OUTLET CONTROL VALVE BYPASS | no data | AXS | PD-123A | CLOSED | CLOSED | Steam/Water | 0.75" | no data
01-VAXS129 |  | Pipe Rack 1st | Aux Steam Header | TRAP BYPASS | no data | AXS | PD-122A | CLOSED | CLOSED | Steam | 0.75" | no data
01-VAXS130 |  | Pipe Rack 1st | Aux Steam Header | DRIP LEG DRAIN | no data | AXS | PD-122A | CLOSED | OPEN | Steam | 2" | no data
01-VAXS132 |  | Pipe Rack 1st | Aux Steam Header | VENT | no data | AXS | PD-123A | CLOSED | OPEN | Steam | 0.75" | no data
01-VAXS133 |  | Pipe Rack 1st | Aux Steam Header | VENT | no data | AXS | PD-122A | CLOSED | OPEN | Steam | 0.75" | no data
01-VAXS135 |  | Pipe Rack 1st | Aux Steam Header | TRAP ISOLATION | no data | AXS | PD-122A | OPEN | CLOSED | Steam | 0.75" | no data
01-VAXS136 | Steam to LP Evap Steam trap iso | HRSG lower | Sparging | TRAP ISOLATION | no data | AXS | PD-122A | OPEN | CLOSED | Steam | 0.75" | no data
01-VAXS137 |  | Pipe Rack 1st | Aux Steam Header | DRAIN | no data | AXS | PD-122A | OPEN | CLOSED | Steam | 0.75" | no data
01-VAXS138 |  | Pipe Rack 1st | Aux Steam Header | TRAP BYPASS | no data | AXS | PD-122A | CLOSED | OPEN | Steam | 0.75" | no data
01-VAXS144 |  | Pipe Rack 1st | Aux Steam Header | DRAIN | no data | AXS | PD-122A | CLOSED | OPEN | Steam | 0.75" | no data
01-VAXS145 |  | Pipe Rack 1st | Aux Steam Header | ACC SPRAGING MODULATING CONTROL VALVE BYPASS | no data | AXS | PD-050A | OPEN | CLOSED | Steam | 2.5" | no data
01-VAXS147 |  | Pipe Rack 1st | Aux Steam Header | DRAIN | no data | AXS | PD-050A | CLOSED | CLOSED | Steam | 0.75" | no data
01-VAXS148 |  | Pipe Rack 1st | Aux Steam Header | SEAL STEAM REGULATION VALVE ISOLATION | no data | AXS | PD-300A | OPEN | CLOSED | Steam | 3" | no data
01-VAXS149 |  | Pipe Rack 1st | Aux Steam Header | SEAL STEAM REGULATION VALVE ISOLATION | no data | AXS | PD-300A | OPEN | CLOSED | Steam | 4" | no data
01-VAXS152 |  | Pipe Rack 1st | Aux Steam Header | DA EJECTOR SUPPLY CONTROL VALVE BYPASS | no data | AXS | PD-050A | CLOSED | CLOSED | Steam | 1" | no data
01-VAXS153 |  | Pipe Rack 1st | Aux Steam Header | DRAIN | no data | AXS | PD-050A | CLOSED | OPEN | Steam | 0.75" | no data
01-VAXS155 |  | Pipe Rack 1st | Aux Steam Header | DRIP LEG DRAIN | no data | AXS | PD-122A | CLOSED | OPEN | Steam | 2" | no data
01-VAXS156 |  | Pipe Rack 1st | Aux Steam Header | FG STARTUP FEEDWATER HX OUTLET CONTROL VALVE BYPASS | no data | AXS | PD-123A | CLOSED | CLOSED | Water | 2" | no data
01-VAXS157 |  | Pipe Rack 1st | Aux Steam Header | INSTRUMENT | no data | AXS | PD-123A | OPEN | CLOSED | Water | 0.75" | no data
01-VAXS158 |  | Pipe Rack 1st | Aux Steam Header | INSTRUMENT | no data | AXS | PD-123A | OPEN | CLOSED | Steam | 0.75" | no data
01-VAXS159 |  | Pipe Rack 1st | Aux Steam Header | SUPERHEATER/SEPARATOR ISOLATION | no data | AXS | PD-123A | OPEN | CLOSED | Steam | 3" | no data
01-VAXS160 |  | Pipe Rack 1st | Aux Steam Header | DRAIN | no data | AXS | PD-122A | CLOSED | OPEN | Steam | 0.75" | no data
01-VAXS161 | Steam trap iso | HRSG lower West | no data | TRAP ISOLATION | no data | AXS | PD-122A | OPEN | CLOSED | Steam | 0.75" | no data
01-VAXS164 |  | Pipe Rack 1st | Aux Steam Header | TRAP BYPASS | no data | AXS | PD-122A | OPEN | CLOSED | Steam | 0.75" | no data
01-VAXS165 |  | Pipe Rack 1st | Aux Steam Header | ACC SPRAGING MODULATING CONTROL VALVE ISOLATION | no data | AXS | PD-050A | OPEN | CLOSED | Steam | 8" | no data
01-VAXS166 |  | Pipe Rack 1st | Aux Steam Header | TRAP ISOLATION | no data | AXS | PD-123A | OPEN | CLOSED | Steam | 0.75" | no data
01-VAXS167 |  | Pipe Rack 1st | Aux Steam Header | TRAP BYPASS | no data | AXS | PD-123A | OPEN | CLOSED | Steam | 0.75" | no data
01-VAXS168 |  | Pipe Rack 1st | Aux Steam Header | ACC SPARGING MODULATING CONTROL VALVE ISOLATION | no data | AXS | PD-050A | OPEN | CLOSED | Steam | 6" | no data
01-VAXS171 |  | Pipe Rack 1st | Aux Steam Header | FG STARTUP FEEDWATER HX/ SEPARATOR ISOLATION | no data | AXS | PD-123A | OPEN | CLOSED | Steam | 3" | no data
01-VAXS174 |  | Pipe Rack 1st | Aux Steam Header | DA EJECTOR CONTROL VALVE ISOLATION | no data | AXS | PD-050A | OPEN | CLOSED | Steam | 2" | no data
01-VAXS175 |  | Pipe Rack 1st | Aux Steam Header | DA EJECTOR CONTROL VALVE ISOLATION | no data | AXS | PD-050A | OPEN | CLOSED | Steam | 2" | no data
01-VAXS182 |  | Pipe Rack 1st | Aux Steam Header | VENT | no data | AXS | PD-050A | CLOSED | OPEN | Steam | 1" | no data
01-VAXS183 |  | Pipe Rack 1st | Aux Steam Header | VENT | no data | AXS | PD-050A | CLOSED | OPEN | Steam | 0.75" | no data
01-VAXS186 |  | Pipe Rack 1st | Aux Steam Header | INSTRUMENT | no data | AXS | PD-050A | CLOSED | OPEN | Steam | 0.75" | no data
01-VAXS187 |  | Pipe Rack 1st | Aux Steam Header | INSTRUMENT | no data | AXS | PD-123A | OPEN | CLOSED | Steam | 0.75" | no data
01-VAXS188 |  | Pipe Rack 1st | Aux Steam Header | INSTRUMENT | no data | AXS | PD-123A | OPEN | CLOSED | Steam | 0.75" | no data
01-VAXS189 |  | Pipe Rack 1st | Aux Steam Header | TRAP ISOLATION | no data | AXS | PD-122A | OPEN | CLOSED | Steam | 0.75" | no data
01-VAXS190 | Drain before steam trap | Pipe Rack 1st | Aux Steam Header | TRAP ISOLATION | no data | AXS | PD-123A | CLOSED | OPEN | Steam | 2" | no data
01-VAXS191 | Steam trap iso | Pipe Rack 1st | Aux Steam Header | TRAP BYPASS | no data | AXS | PD-123A | OPEN | CLOSED | Steam | 0.75" | no data
01-VAXS194 | Steam trap iso | Pipe Rack 1st | Aux Steam Header | TRAP ISOLATION | no data | AXS | PD-123A | OPEN | CLOSED | Steam | 0.75" | no data
01-VAXS195 | Steam Trap strainer drain | Pipe Rack 1st | Aux Steam Header | DRAIN | no data | AXS | PD-123A | CLOSED | OPEN | Steam | 0.75" | no data
01-VAXS196 |  | Pipe Rack 1st | Aux Steam Header | SEAL STEAM CONTROL VALVE WARMING LINE ISOLATION | no data | AXS | PD-123A | OPEN | CLOSED | Steam | 0.75" | no data
01-VAXS197 |  | Pipe Rack 1st | Aux Steam Header | SEAL STEAM CONTROL VALVE WARMING LINE THROTTLING | no data | AXS | PD-123A | OPEN | CLOSED | Steam | 0.75" | no data
01-VAXS198 |  | Pipe Rack 1st | Aux Steam Header | SEAL STEAM CONTROL VALVE WARMING LINE ISOLATION | no data | AXS | PD-123A | OPEN | CLOSED | Steam | 0.75" | no data
01-VAXS199 |  | Pipe Rack 1st | Aux Steam Header | DRIP LEG DRAIN | no data | AXS | PD-123A | OPEN | CLOSED | Steam | 2" | no data
TagNumber | no data | no data | no data | Description | no data | System | P&ID | no data | no data | Working Fluid | Size (in) | no data
01-VAXS200 | Drain before steam trap | Pipe Rack 1st | Aux Steam Header | DRIP LEG DRAIN | no data | AXS | PD-123A | OPEN | CLOSED | Steam | 2" | no data
01-VAXS201 | Steam trap iso | Pipe Rack 1st | Aux Steam Header | TRAP ISOLATION | no data | AXS | PD-123A | OPEN | CLOSED | Steam | 0.75" | no data
01-VAXS202 | Steam Trap bypass | Pipe Rack 1st | Aux Steam Header | TRAP BYPASS | no data | AXS | PD-123A | CLOSED | CLOSED | Steam | 0.75" | no data
01-VAXS203 |  | Pipe Rack 1st | Aux Steam Header | DRAIN | no data | AXS | PD-123A | CLOSED | OPEN | Steam | 0.75" | no data
01-VAXS204 |  | Pipe Rack 1st | Aux Steam Header | SEAL STEAM REGULATING VALVE BYPASS | no data | AXS | PD-300A | CLOSED | CLOSED | Steam | 2" | no data
01-VAXS289 |  | Pipe Rack 1st | Aux Steam Header | TRAP BYPASS | no data | AXS | PD-122A | CLOSED | CLOSED | Steam | 0.75" | no data
01-VAXS290 | Steam to HP Evap Steam trap ISOs | no data | Sparging | TRAP ISOLATION | no data | AXS | PD-122A | OPEN | CLOSED | Steam | 0.75" | no data
01-VAXS291 |  | Pipe Rack 1st | Aux Steam Header | DRIP LEG DRAIN | no data | AXS | PD-122A | CLOSED | OPEN | Steam | 2" | no data
01-VBDN100 | UNIT 1 REF LEG FOR 01-FIT-BDN-133 | UNIT 1 HRSG SUMP AREA | no data | INSTRUMENT ROOT VALVE | no data | BDN | PD-090A | OPEN | CLOSED | Water | 0.5" | no data
01-VBDN101 | UNIT 1 REF LEG FOR 01-FIT-BDN-133 | UNIT 1 HRSG SUMP AREA | no data | INSTRUMENT ROOT VALVE | no data | BDN | PD-090A | OPEN | CLOSED | Water | 0.5" | no data
01-VBDN112 | VENT FOR BLOWDOWN DISCHARGE HEADER | UNIT 1 HRSG SUMP AREA | no data | VENT ROOT VALVE | no data | BDN | PD-090A | CLOSED | OPEN | Water | 0.75" | no data
01-VBDN119 | UNIT 1 BDN PUMP B DISCHARGE CHECK | UNIT 1 HRSG SUMP | no data | UNIT 1 BDN PUMP B DISCHARGE CHECK | no data | BDN | PD-090A | OPEN | CLOSED | Water | 8" | no data
01-VBDN120 | UNIT 1 BDN PUMP A DISCHARGE CHECK | UNIT 1 HRSG SUMP | no data | UNIT 1 BDN PUMP A DISCHARGE CHECK | no data | BDN | PD-090A | OPEN | CLOSED | Water | 8" | no data
01-VBDN123 | UNIT 1 BDN PUMP B DISCHARGE ISOLATION | UNIT 1 HRSG SUMP | no data | UNIT 1 BDN PUMP B DISCHARGE ISOLATION | no data | BDN | PD-090A | OPEN | CLOSED | Water | 8" | no data
01-VBDN124 | UNIT 1 BDN PUMP A DISCHARGE ISOLATION | UNIT 1 HRSG SUMP | no data | UNIT 1 BDN PUMP A DISCHARGE ISOLATION | no data | BDN | PD-090A | OPEN | CLOSED | Water | 8" | no data
01-VBFW101 | To Gas performance heater MOV bypass | one level under LP Drum | FGPH | DRAIN VALVE | no data | BFW IP | PD-062A | CLOSED | CLOSED | Water | 1" | no data
01-VBFW103 | To Gas performance heater MOV bypass | one level under LP Drum | FGPH | HRH TA SPRAY DRAIN | no data | BFW IP | PD-034A | CLOSED | OPEN | Water | 0.75" | no data
01-VBFW105 | To Gas performance heater MOV bypass | one level under LP Drum | FGPH | SHARED SPRAY SUPPLY STRAINER ISOLATION | no data | BFW IP | PD-062A | OPEN | CLOSED | Water | 6" | no data
01-VBFW106 | To Gas performance heater MOV bypass | one level under LP Drum | FGPH | SHARED SPRAY SUPPLY STRAINER ISOLATION | no data | BFW IP | PD-062A | OPEN | CLOSED | Water | 6" | no data
01-VBFW107 | To Gas performance heater MOV bypass | one level under LP Drum | FGPH | SHARED SPRAY SUPPLY STRAINER ISOLATION | no data | BFW IP | PD-062A | OPEN | CLOSED | Water | 6" | no data
01-VBFW108 | To Gas performance heater MOV bypass | one level under LP Drum | FGPH | SHARED SPRAY SUPPLY STRAINER ISOLATION | no data | BFW IP | PD-062A | OPEN | CLOSED | Water | 6" | no data
01-VBFW109 | To Gas performance heater MOV bypass | one level under LP Drum | FGPH | SHARED SPRAY SUPPLY STRAINER ISOLATION | no data | BFW IP | PD-062A | OPEN | CLOSED | Water | 6" | no data
01-VBFW110 | Startup heater vent | Pipe Rack 1st | FGPH | VENT VALVE | no data | BFW IP | PD-064A | CLOSED | OPEN | Water | 0.75" | no data
01-VBFW111 | To Gas performance heater MOV bypass | one level under LP Drum | FGPH | SHARED SPRAY SUPPLY STRAINER ISOLATION | no data | BFW IP | PD-062A | OPEN | CLOSED | Water | 6" | no data
01-VBFW112 | To Gas performance heater MOV bypass | one level under LP Drum | FGPH | INSTRUMENT ISOLATION | no data | BFW IP | PD-020A | OPEN | CLOSED | Water | 0.5" | no data
01-VBFW113 | To Gas performance heater MOV bypass | one level under LP Drum | FGPH | STRAINER DRAIN | no data | BFW IP | PD-062A | CLOSED | CLOSED | Water | 1" | no data
01-VBFW114 | To Gas performance heater MOV bypass | one level under LP Drum | FGPH | INSTRUMENT ISOLATION | no data | BFW IP | PD-020A | OPEN | CLOSED | Water | 0.5" | no data
01-VBFW115 | To Gas performance heater MOV bypass | one level under LP Drum | FGPH | STRAINER DRAIN | no data | BFW IP | PD-062A | CLOSED | CLOSED | Water | 1" | no data
01-VBFW116 | To Gas performance heater MOV bypass | one level under LP Drum | FGPH | DRAIN VALVE | no data | BFW IP | PD-061A | CLOSED | OPEN | Water | 1" | no data
01-VBFW117 | Startup heater vent | Pipe Rack 1st | FGPH | VENT VALVE | no data | BFW IP | PD-064A | CLOSED | OPEN | Water | 0.75" | no data
01-VBFW118 | To Gas performance heater MOV bypass | one level under LP Drum | FGPH | HRH TA SPRAY SUPPLY ISOLATION | no data | BFW IP | PD-034A | OPEN | CLOSED | Water | 3" | no data
01-VBFW119 | To Gas performance heater MOV bypass | one level under LP Drum | FGPH | DRAIN VALVE | no data | BFW IP | PD-020A | CLOSED | OPEN | Water | 0.75" | no data
01-VBFW120 | Startup heater drain | Pipe Rack 1st | FGPH | DRAIN VALVE | no data | BFW IP | PD-064A | CLOSED | OPEN | Water | 0.75" | no data
01-VBFW121 | Startup heater drain | Pipe Rack 1st | FGPH | DRAIN VALVE | no data | BFW IP | PD-064A | CLOSED | OPEN | Water | 0.75" | no data
01-VBFW123 | To Gas performance heater MOV bypass | one level under LP Drum | FGPH | DRAIN VALVE | no data | BFW IP | PD-062A | CLOSED | OPEN | Water | 1" | no data
01-VBFW128 | To Gas performance heater MOV bypass | one level under LP Drum | FGPH | HPS BYPASS SPRAY ISOLATION | no data | BFW IP | PD-062A | OPEN | CLOSED | Water | 3" | no data
01-VBFW129 | To Gas performance heater MOV bypass | one level under LP Drum | FGPH | HPS BYPASS SPRAY ISOLATION | no data | BFW IP | PD-062A | OPEN | CLOSED | Water | 3" | no data
01-VBFW130 | To Gas performance heater MOV bypass | one level under LP Drum | FGPH | DRAIN VALVE | no data | BFW IP | PD-062A | CLOSED | OPEN | Water | 0.75" | no data
01-VBFW131 | To Gas performance heater MOV bypass | one level under LP Drum | FGPH | DRAIN VALVE | no data | BFW IP | PD-062A | CLOSED | OPEN | Water | 0.75" | no data
01-VBFW132 | To Gas performance heater MOV bypass | one level under LP Drum | FGPH | INSTRUMENT ISOLATION | no data | BFW IP | PD-060A | OPEN | CLOSED | Water | 0.75" | no data
01-VBFW138 | To Gas performance heater MOV bypass | one level under LP Drum | FGPH | DRAIN VALVE | no data | BFW IP | PD-061A | CLOSED | OPEN | Water | 0.75" | no data
01-VBFW139 | To Gas performance heater MOV bypass | one level under LP Drum | FGPH | DRAIN VALVE | no data | BFW IP | PD-061A | CLOSED | OPEN | Water | 0.75" | no data
01-VBFW140 | To Gas performance heater MOV bypass | one level under LP Drum | FGPH | INSTRUMENT ISOLATION | no data | BFW IP | PD-124A | OPEN | CLOSED | Water | 0.75" | no data
01-VBFW141 | To Gas performance heater MOV bypass | one level under LP Drum | FGPH | INSTRUMENT ISOLATION | no data | BFW IP | PD-124A | OPEN | CLOSED | Water | 0.75" | no data
01-VBFW142 | To Gas performance heater MOV bypass | one level under LP Drum | FGPH | INSTRUMENT ISOLATION | no data | BFW IP | PD-124A | OPEN | CLOSED | Water | 0.75" | no data
01-VBFW143 | To Gas performance heater MOV bypass | one level under LP Drum | FGPH | INSTRUMENT ISOLATION | no data | BFW IP | PD-124A | OPEN | CLOSED | Water | 0.75" | no data
01-VBFW144 | To Gas performance heater MOV bypass | one level under LP Drum | FGPH | DRAIN VALVE | no data | BFW IP | PD-124A | CLOSED | OPEN | Water | 0.75" | no data
01-VBFW145 | To Gas performance heater MOV bypass | one level under LP Drum | FGPH | DRAIN VALVE | no data | BFW IP | PD-124A | CLOSED | OPEN | Water | 0.75" | no data
01-VBFW146 | To Gas performance heater MOV bypass | one level under LP Drum | FGPH | CRH LETDOWN SPRAY SUPPLY ISOLATION | no data | BFW IP | PD-124A | OPEN | CLOSED | Water | 1" | no data
01-VBFW147 | To Gas performance heater MOV bypass | one level under LP Drum | FGPH | VENT VALVE | no data | BFW IP | PD-061A | CLOSED | OPEN | Water | 0.75" | no data
01-VBFW148 | To Gas performance heater MOV bypass | one level under LP Drum | FGPH | CRH LETDOWN SPRAY SUPPLY CHECK | no data | BFW IP | PD-124A | OPEN | CLOSED | Water | 1" | no data
01-VBFW149 | To Gas performance heater MOV bypass | one level under LP Drum | FGPH | DRAIN VALVE | no data | BFW IP | PD-060A | CLOSED | OPEN | Water | 1" | no data
01-VBFW150 | To Gas performance heater MOV bypass | one level under LP Drum | FGPH | VENT VALVE | no data | BFW IP | PD-061A | CLOSED | OPEN | Water | 0.75" | no data
01-VBFW151 | To Gas performance heater MOV bypass | one level under LP Drum | FGPH | VENT VALVE | no data | BFW IP | PD-062A | CLOSED | OPEN | Water | 1" | no data
01-VBFW152 | To Gas performance heater MOV bypass | one level under LP Drum | FGPH | BFW SUCTION LP DRUM ISOLATION | no data | BFW IP | PD-060A | OPEN | CLOSED | Water | 12" | no data
01-VBFW153 | Gas performance heater Level switch vessel 1 vent | FGPH | FGPH | VENT VALVE | no data | BFW IP | PD-064A | CLOSED | OPEN | Water | 0.75" | no data
01-VBFW154 | To Gas performance heater MOV bypass | one level under LP Drum | FGPH | INSTRUMENT ISOLATION | no data | BFW IP | PD-060A | OPEN | CLOSED | Water | 0.75" | no data
01-VBFW155 | To Gas performance heater MOV bypass | one level under LP Drum | FGPH | INSTRUMENT ISOLATION | no data | BFW IP | PD-060A | OPEN | CLOSED | Water | 0.75" | no data
01-VBFW156 | To Gas performance heater MOV bypass | one level under LP Drum | FGPH | INSTRUMENT ISOLATION | no data | BFW IP | PD-124A | OPEN | CLOSED | Water | 0.75" | no data
01-VBFW157 | To Gas performance heater MOV bypass | one level under LP Drum | FGPH | INSTRUMENT ISOLATION | no data | BFW IP | PD-124A | OPEN | CLOSED | Water | 0.75" | no data
01-VBFW161 | To Gas performance heater MOV bypass | one level under LP Drum | FGPH | VENT VALVE | no data | BFW IP | PD-062A | CLOSED | OPEN | Water | 1" | no data
01-VBFW162 | To Gas performance heater MOV bypass | one level under LP Drum | FGPH | INSTRUMENT ISOLATION | no data | BFW IP | PD-062A | CLOSED | OPEN | Water | 1" | no data
01-VBFW163 | To Gas performance heater MOV bypass | one level under LP Drum | FGPH | INSTRUMENT ISOLATION | no data | BFW IP | PD-062A | CLOSED | OPEN | Water | 1" | no data
01-VBFW164 | To Gas performance heater MOV bypass | one level under LP Drum | FGPH | CRH AUX STEAM DSH SPRAY CHECK | no data | BFW IP | PD-124A | OPEN | CLOSED | Water | 1" | no data
TagNumber | no data | no data | no data | Description | no data | System | P&ID | no data | no data | Working Fluid | Size (in) | no data
01-VBFW165 | To Gas performance heater MOV bypass | one level under LP Drum | FGPH | DRAIN VALVE | no data | BFW IP | PD-063A | CLOSED | OPEN | Water | 0.75" | no data
01-VBFW166 | To Gas performance heater MOV bypass | one level under LP Drum | FGPH | DRAIN VALVE | no data | BFW IP | PD-063A | CLOSED | OPEN | Water | 0.75" | no data
01-VBFW167 | To Gas performance heater MOV bypass | one level under LP Drum | FGPH | BFP A IP DISCHARGE CHECK | no data | BFW IP | PD-060A | OPEN | CLOSED | Water | 6" | no data
01-VBFW168 | To Gas performance heater MOV bypass | one level under LP Drum | FGPH | DRAIN VALVE | no data | BFW IP | PD-060A | CLOSED | OPEN | Water | 0.75" | no data
01-VBFW169 | To Gas performance heater MOV bypass | one level under LP Drum | FGPH | DRAIN VALVE | no data | BFW IP | PD-060A | CLOSED | OPEN | Water | 0.75" | no data
01-VBFW170 | To Gas performance heater MOV bypass | one level under LP Drum | FGPH | INSTRUMENT ISOLATION | no data | BFW IP | PD-060A | OPEN | CLOSED | Water | 0.75" | no data
01-VBFW171 | To Gas performance heater MOV bypass | one level under LP Drum | FGPH | INSTRUMENT ISOLATION | no data | BFW IP | PD-060A | OPEN | CLOSED | Water | 0.75" | no data
01-VBFW172 | To Gas performance heater MOV bypass | one level under LP Drum | FGPH | VENT VALVE | no data | BFW IP | PD-060A | CLOSED | OPEN | Water | 0.75" | no data
01-VBFW173 | To Gas performance heater MOV bypass | one level under LP Drum | FGPH | VENT VALVE | no data | BFW IP | PD-060A | CLOSED | OPEN | Water | 0.75" | no data
01-VBFW174 | To Gas performance heater MOV bypass | one level under LP Drum | FGPH | BFP B IP DISCHARGE CHECK | no data | BFW IP | PD-060A | CLOSED | OPEN | Water | 6" | no data
01-VBFW175 | To Gas performance heater MOV bypass | one level under LP Drum | FGPH | DRAIN VALVE | no data | BFW IP | PD-060A | CLOSED | OPEN | Water | 0.75" | no data
01-VBFW176 | To Gas performance heater MOV bypass | one level under LP Drum | FGPH | DRAIN VALVE | no data | BFW IP | PD-060A | CLOSED | OPEN | Water | 0.75" | no data
01-VBFW177 | To Gas performance heater MOV bypass | one level under LP Drum | FGPH | INSTRUMENT ISOLATION | no data | BFW IP | PD-060A | OPEN | CLOSED | Water | 0.75" | no data
01-VBFW178 | To Gas performance heater MOV bypass | one level under LP Drum | FGPH | INSTRUMENT ISOLATION | no data | BFW IP | PD-060A | OPEN | CLOSED | Water | 0.75" | no data
01-VBFW181 | To Gas performance heater MOV bypass | one level under LP Drum | FGPH | INSTRUMENT ISOLATION | no data | BFW IP | PD-061A | OPEN | CLOSED | Water | 0.75" | no data
01-VBFW182 | To Gas performance heater MOV bypass | one level under LP Drum | FGPH | INSTRUMENT ISOLATION | no data | BFW IP | PD-061A | OPEN | CLOSED | Water | 0.75" | no data
01-VBFW183 | To Gas performance heater MOV bypass | one level under LP Drum | FGPH | INSTRUMENT ISOLATION | no data | BFW IP | PD-061A | OPEN | CLOSED | Water | 0.75" | no data
01-VBFW184 | To Gas performance heater MOV bypass | one level under LP Drum | FGPH | INSTRUMENT ISOLATION | no data | BFW IP | PD-061A | OPEN | CLOSED | Water | 0.75" | no data
01-VBFW185 | To Gas performance heater MOV bypass | one level under LP Drum | FGPH | INSTRUMENT ISOLATION | no data | BFW IP | PD-061A | OPEN | CLOSED | Water | 0.75" | no data
01-VBFW186 | To Gas performance heater MOV bypass | one level under LP Drum | FGPH | INSTRUMENT ISOLATION | no data | BFW IP | PD-061A | OPEN | CLOSED | Water | 0.75" | no data
01-VBFW187 | To Gas performance heater MOV bypass | one level under LP Drum | FGPH | INSTRUMENT ISOLATION | no data | BFW IP | PD-061A | OPEN | CLOSED | Water | 0.75" | no data
01-VBFW188 | To Gas performance heater MOV bypass | one level under LP Drum | FGPH | INSTRUMENT ISOLATION | no data | BFW IP | PD-061A | OPEN | CLOSED | Water | 0.75" | no data
01-VBFW189 | To Gas performance heater MOV bypass | one level under LP Drum | FGPH | VENT VALVE | no data | BFW IP | PD-061A | CLOSED | OPEN | Water | 0.75" | no data
01-VBFW190 | To Gas performance heater MOV bypass | one level under LP Drum | FGPH | VENT VALVE | no data | BFW IP | PD-061A | CLOSED | OPEN | Water | 0.75" | no data
01-VBFW191 | To Gas performance heater MOV bypass | one level under LP Drum | FGPH | BFP A HP DISCHARGE CHECK | no data | BFW IP | PD-061A | OPEN | CLOSED | Water | 10" | no data
01-VBFW192 | To Gas performance heater MOV bypass | one level under LP Drum | FGPH | DRAIN VALVE | no data | BFW IP | PD-061A | CLOSED | OPEN | Water | 0.75" | no data
01-VBFW193 | To Gas performance heater MOV bypass | one level under LP Drum | FGPH | DRAIN VALVE | no data | BFW IP | PD-061A | CLOSED | OPEN | Water | 0.75" | no data
01-VBFW194 | To Gas performance heater MOV bypass | one level under LP Drum | FGPH | DRAIN VALVE | no data | BFW IP | PD-061A | CLOSED | OPEN | Water | 1" | no data
01-VBFW195 | To Gas performance heater MOV bypass | one level under LP Drum | FGPH | DRAIN VALVE | no data | BFW IP | PD-061A | CLOSED | OPEN | Water | 1" | no data
01-VBFW196 | To Gas performance heater MOV bypass | one level under LP Drum | FGPH | HP BFW FILL FROM CONDENSATE CHECK | no data | BFW IP | PD-061A | OPEN | CLOSED | Water | 2" | no data
01-VBFW197 | To Gas performance heater MOV bypass | one level under LP Drum | FGPH | HP BFW FILL FROM CONDENSATE STOP CHECK | no data | BFW IP | PD-061A | OPEN | CLOSED | Water | 2" | no data
01-VBFW198 | To Gas performance heater MOV bypass | one level under LP Drum | FGPH | HP BFW FILL FROM CONDENSATE BLOCK | no data | BFW IP | PD-061A | OPEN | CLOSED | Water | 2" | no data
01-VBFW199 | To Gas performance heater MOV bypass | one level under LP Drum | FGPH | INSTRUMENT ISOLATION | no data | BFW IP | PD-061A | OPEN | CLOSED | Water | 0.75" | no data
01-VBFW200 | To Gas performance heater MOV bypass | one level under LP Drum | FGPH | INSTRUMENT ISOLATION | no data | BFW IP | PD-061A | OPEN | CLOSED | Water | 0.75" | no data
01-VBFW209 | To Gas performance heater MOV bypass | one level under LP Drum | FGPH | VENT VALVE | no data | BFW IP | PD-061A | CLOSED | OPEN | Water | 0.75" | no data
01-VBFW210 | To Gas performance heater MOV bypass | one level under LP Drum | FGPH | VENT VALVE | no data | BFW IP | PD-061A | CLOSED | OPEN | Water | 0.75" | no data
01-VBFW211 | To Gas performance heater MOV bypass | one level under LP Drum | FGPH | DRAIN VALVE | no data | BFW IP | PD-061A | CLOSED | OPEN | Water | 0.75" | no data
01-VBFW212 | To Gas performance heater MOV bypass | one level under LP Drum | FGPH | DRAIN VALVE | no data | BFW IP | PD-061A | CLOSED | OPEN | Water | 0.75" | no data
01-VBFW213 | To Gas performance heater MOV bypass | one level under LP Drum | FGPH | VENT VALVE | no data | BFW IP | PD-061A | CLOSED | OPEN | Water | 0.75" | no data
01-VBFW214 | To Gas performance heater MOV bypass | one level under LP Drum | FGPH | VENT VALVE | no data | BFW IP | PD-061A | CLOSED | OPEN | Water | 0.75" | no data
01-VBFW215 | To Gas performance heater MOV bypass | one level under LP Drum | FGPH | BFP A MIN RECIRC STRAINER ISOLATION | no data | BFW IP | PD-061A | OPEN | CLOSED | Water | 6" | no data
01-VBFW216 | To Gas performance heater MOV bypass | one level under LP Drum | FGPH | STRAINER DRAIN | no data | BFW IP | PD-061A | CLOSED | OPEN | Water | 1.5" | no data
01-VBFW217 | To Gas performance heater MOV bypass | one level under LP Drum | FGPH | STRAINER DRAIN | no data | BFW IP | PD-061A | CLOSED | OPEN | Water | 1.5" | no data
01-VBFW218 | To Gas performance heater MOV bypass | one level under LP Drum | FGPH | BFP A MIN RECIRC ACC ISOLATION | no data | BFW IP | PD-061A | OPEN | CLOSED | Water | 6" | no data
01-VBFW219 | To Gas performance heater MOV bypass | one level under LP Drum | FGPH | INSTRUMENT ISOLATION | no data | BFW IP | PD-061A | OPEN | CLOSED | Water | 0.75" | no data
01-VBFW220 | To Gas performance heater MOV bypass | one level under LP Drum | FGPH | INSTRUMENT ISOLATION | no data | BFW IP | PD-061A | OPEN | CLOSED | Water | 0.75" | no data
01-VBFW221 | To Gas performance heater MOV bypass | one level under LP Drum | FGPH | INSTRUMENT ISOLATION | no data | BFW IP | PD-061A | OPEN | CLOSED | Water | 0.75" | no data
01-VBFW222 | To Gas performance heater MOV bypass | one level under LP Drum | FGPH | INSTRUMENT ISOLATION | no data | BFW IP | PD-061A | OPEN | CLOSED | Water | 0.75" | no data
01-VBFW223 | To Gas performance heater MOV bypass | one level under LP Drum | FGPH | INSTRUMENT ISOLATION | no data | BFW IP | PD-061A | OPEN | CLOSED | Water | 0.75" | no data
01-VBFW224 | To Gas performance heater MOV bypass | one level under LP Drum | FGPH | INSTRUMENT ISOLATION | no data | BFW IP | PD-061A | OPEN | CLOSED | Water | 0.75" | no data
01-VBFW225 | To Gas performance heater MOV bypass | one level under LP Drum | FGPH | INSTRUMENT ISOLATION | no data | BFW IP | PD-061A | OPEN | CLOSED | Water | 0.75" | no data
01-VBFW226 | To Gas performance heater MOV bypass | one level under LP Drum | FGPH | INSTRUMENT ISOLATION | no data | BFW IP | PD-061A | OPEN | CLOSED | Water | 0.75" | no data
01-VBFW227 | To Gas performance heater MOV bypass | one level under LP Drum | FGPH | VENT VALVE | no data | BFW IP | PD-061A | CLOSED | OPEN | Water | 0.75" | no data
01-VBFW228 | To Gas performance heater MOV bypass | one level under LP Drum | FGPH | VENT VALVE | no data | BFW IP | PD-061A | CLOSED | OPEN | Water | 0.75" | no data
01-VBFW229 | To Gas performance heater MOV bypass | one level under LP Drum | FGPH | BFP B HP DISCHARGE CHECK | no data | BFW IP | PD-061A | CLOSED | OPEN | Water | 10" | no data
01-VBFW230 | To Gas performance heater MOV bypass | one level under LP Drum | FGPH | VENT VALVE | no data | BFW IP | PD-061A | CLOSED | OPEN | Water | 0.75" | no data
01-VBFW231 | To Gas performance heater MOV bypass | one level under LP Drum | FGPH | VENT VALVE | no data | BFW IP | PD-061A | CLOSED | OPEN | Water | 0.75" | no data
01-VBFW232 | To Gas performance heater MOV bypass | one level under LP Drum | FGPH | BFP B MIN RECIRC STRAINER ISOLATION | no data | BFW IP | PD-061A | OPEN | CLOSED | Water | 6" | no data
01-VBFW233 | To Gas performance heater MOV bypass | one level under LP Drum | FGPH | STRAINER DRAIN | no data | BFW IP | PD-061A | CLOSED | OPEN | Water | 1.5" | no data
01-VBFW234 | To Gas performance heater MOV bypass | one level under LP Drum | FGPH | STRAINER DRAIN | no data | BFW IP | PD-061A | CLOSED | OPEN | Water | 1.5" | no data
01-VBFW235 | To Gas performance heater MOV bypass | one level under LP Drum | FGPH | DRAIN VALVE | no data | BFW IP | PD-061A | CLOSED | OPEN | Water | 0.75" | no data
01-VBFW236 | To Gas performance heater MOV bypass | one level under LP Drum | FGPH | DRAIN VALVE | no data | BFW IP | PD-061A | CLOSED | OPEN | Water | 0.75" | no data
01-VBFW237 | To Gas performance heater MOV bypass | one level under LP Drum | FGPH | DRAIN VALVE | no data | BFW IP | PD-061A | CLOSED | OPEN | Water | 1" | no data
01-VBFW238 | To Gas performance heater MOV bypass | one level under LP Drum | FGPH | DRAIN VALVE | no data | BFW IP | PD-061A | CLOSED | OPEN | Water | 1" | no data
TagNumber | no data | no data | no data | Description | no data | System | P&ID | no data | no data | Working Fluid | Size (in) | no data
01-VBFW239 | To Gas performance heater MOV bypass | one level under LP Drum | FGPH | BFP B MIN RECIRC ACC ISOLATION | no data | BFW IP | PD-061A | OPEN | CLOSED | Water | 6" | no data
01-VBFW240 | To Gas performance heater MOV bypass | one level under LP Drum | FGPH | DRAIN VALVE | no data | BFW IP | PD-020A | CLOSED | OPEN | Water | 0.75" | no data
01-VBFW241 | To Gas performance heater MOV bypass | one level under LP Drum | FGPH | DRAIN VALVE | no data | BFW IP | PD-020A | CLOSED | OPEN | Water | 0.75" | no data
01-VBFW242 | To Gas performance heater MOV bypass | one level under LP Drum | FGPH | INSTRUMENT ISOLATION | no data | BFW IP | PD-020A | OPEN | CLOSED | Water | 0.75" | no data
01-VBFW243 | To Gas performance heater MOV bypass | one level under LP Drum | FGPH | INSTRUMENT ISOLATION | no data | BFW IP | PD-020A | OPEN | CLOSED | Water | 0.75" | no data
01-VBFW244 | To Gas performance heater MOV bypass | one level under LP Drum | FGPH | INSTRUMENT ISOLATION | no data | BFW IP | PD-020A | OPEN | CLOSED | Water | 0.75" | no data
01-VBFW245 | To Gas performance heater MOV bypass | one level under LP Drum | FGPH | INSTRUMENT ISOLATION | no data | BFW IP | PD-020A | CLOSED | no data | Water | 0.75" | no data
01-VBFW246 | To Gas performance heater MOV bypass | one level under LP Drum | FGPH | VENT VALVE | no data | BFW IP | PD-020A | CLOSED | OPEN | Water | 1" | no data
01-VBFW247 | To Gas performance heater MOV bypass | one level under LP Drum | FGPH | VENT VALVE | no data | BFW IP | PD-020A | CLOSED | OPEN | Water | 1" | no data
01-VBFW248 | To Gas performance heater MOV bypass | one level under LP Drum | FGPH | VENT VALVE | no data | BFW IP | PD-020A | CLOSED | OPEN | Water | 1" | no data
01-VBFW249 | To Gas performance heater MOV bypass | one level under LP Drum | FGPH | VENT VALVE | no data | BFW IP | PD-020A | CLOSED | OPEN | Water | 1" | no data
01-VBFW250 | To Gas performance heater MOV bypass | one level under LP Drum | FGPH | INSTRUMENT ISOLATION | no data | BFW IP | PD-062A | OPEN | CLOSED | Water | 0.75" | no data
01-VBFW251 | To Gas performance heater MOV bypass | one level under LP Drum | FGPH | INSTRUMENT ISOLATION | no data | BFW IP | PD-062A | OPEN | CLOSED | Water | 0.75" | no data
01-VBFW252 | To Gas performance heater MOV bypass | one level under LP Drum | FGPH | INSTRUMENT ISOLATION | no data | BFW IP | PD-062A | OPEN | CLOSED | Water | 0.75" | no data
01-VBFW253 | To Gas performance heater MOV bypass | one level under LP Drum | FGPH | INSTRUMENT ISOLATION | no data | BFW IP | PD-062A | OPEN | CLOSED | Water | 0.75" | no data
01-VBFW254 | To Gas performance heater MOV bypass | one level under LP Drum | FGPH | INSTRUMENT ISOLATION | no data | BFW IP | PD-061A | OPEN | CLOSED | Water | 0.75" | no data
01-VBFW255 | To Gas performance heater MOV bypass | one level under LP Drum | FGPH | INSTRUMENT ISOLATION | no data | BFW IP | PD-061A | OPEN | CLOSED | Water | 0.75" | no data
01-VBFW256 | To Gas performance heater MOV bypass | one level under LP Drum | FGPH | INSTRUMENT ISOLATION | no data | BFW IP | PD-061A | OPEN | CLOSED | Water | 0.75" | no data
01-VBFW257 | To Gas performance heater MOV bypass | one level under LP Drum | FGPH | INSTRUMENT ISOLATION | no data | BFW IP | PD-061A | OPEN | CLOSED | Water | 0.75" | no data
01-VBFW258 | To Gas performance heater MOV bypass | one level under LP Drum | FGPH | INSTRUMENT ISOLATION | no data | BFW IP | PD-061A | OPEN | CLOSED | Water | 0.75" | no data
01-VBFW259 | To Gas performance heater MOV bypass | one level under LP Drum | FGPH | INSTRUMENT ISOLATION | no data | BFW IP | PD-061A | OPEN | CLOSED | Water | 0.75" | no data
01-VBFW260 | To Gas performance heater MOV bypass | one level under LP Drum | FGPH | INSTRUMENT ISOLATION | no data | BFW IP | PD-061A | OPEN | CLOSED | Water | 0.75" | no data
01-VBFW261 | To Gas performance heater MOV bypass | one level under LP Drum | FGPH | INSTRUMENT ISOLATION | no data | BFW IP | PD-061A | OPEN | CLOSED | Water | 0.75" | no data
01-VBFW262 | Gas performance heater FW in PIT | FGPH | FGPH | INSTRUMENT ISOLATION | no data | BFW IP | PD-064A | OPEN | CLOSED | Water | 0.75" | no data
01-VBFW263 | To Gas performance heater MOV bypass | one level under LP Drum | FGPH | BFP SUCTION FROM LPEC BYPASS CHECK | no data | BFW IP | PD-060A | OPEN | CLOSED | Water | 8" | no data
01-VBFW264 | To Gas performance heater MOV bypass | one level under LP Drum | FGPH | BFP SUCTION ISOLATION FROM LPEC BYPASS | no data | BFW IP | PD-060A | OPEN | CLOSED | Water | 8" | no data
01-VBFW265 | To Gas performance heater MOV bypass | one level under LP Drum | FGPH | BFP A SUCTION ISOLATION | no data | BFW IP | PD-060A | OPEN | CLOSED | Water | 12" | no data
01-VBFW266 | To Gas performance heater MOV bypass | one level under LP Drum | FGPH | BFP B SUCTION ISOLATION | no data | BFW IP | PD-060A | OPEN | CLOSED | Water | 12" | no data
01-VBFW267 | To Gas performance heater MOV bypass | one level under LP Drum | FGPH | DRAIN VALVE | no data | BFW IP | PD-061A | CLOSED | OPEN | Water | 0.75" | no data
01-VBFW269 | To Gas performance heater MOV bypass | one level under LP Drum | FGPH | BFP A IP DISCHARGE ISOLATION | no data | BFW IP | PD-060A | OPEN | CLOSED | Water | 6" | no data
01-VBFW270 | To Gas performance heater MOV bypass | one level under LP Drum | FGPH | BFP B IP DISCHARGE ISOLATION | no data | BFW IP | PD-060A | OPEN | CLOSED | Water | 6" | no data
01-VBFW271 | To Gas performance heater MOV bypass | one level under LP Drum | FGPH | BFP A HP DISCHARGE ISOLATION | no data | BFW IP | PD-061A | OPEN | CLOSED | Water | 10" | no data
01-VBFW272 | To Gas performance heater MOV bypass | one level under LP Drum | FGPH | BFP B HP DISCHARGE ISOLATION | no data | BFW IP | PD-061A | OPEN | CLOSED | Water | 10" | no data
01-VBFW273 | Gas performance heater Level switch vessel 1 | FGPH | FGPH | INSTRUMENT ISOLATION | no data | BFW IP | PD-064A | OPEN | CLOSED | Water | 0.75" | no data
01-VBFW274 | Gas performance heater Level switch vessel 1 | FGPH | FGPH | INSTRUMENT ISOLATION | no data | BFW IP | PD-064A | OPEN | CLOSED | Water | 0.75" | no data
01-VBFW275 | Gas performance heater Level switch vessel 1 | FGPH | FGPH | INSTRUMENT ISOLATION | no data | BFW IP | PD-064A | OPEN | CLOSED | Water | 0.75" | no data
01-VBFW276 | Gas performance heater Level switch vessel 1 | FGPH | FGPH | INSTRUMENT ISOLATION | no data | BFW IP | PD-064A | OPEN | CLOSED | Water | 0.75" | no data
01-VBFW277 | Gas performance heater Level switch vessel 2 vent | FGPH | FGPH | VENT VALVE | no data | BFW IP | PD-064A | CLOSED | OPEN | Water | 0.75" | no data
01-VBFW278 | To Gas performance heater MOV bypass | one level under LP Drum | FGPH | INSTRUMENT ISOLATION | no data | BFW IP | PD-064A | OPEN | CLOSED | Water | 0.75" | no data
01-VBFW279 | Gas performance heater Level switch vessel 2 | FGPH | FGPH | INSTRUMENT ISOLATION | no data | BFW IP | PD-064A | OPEN | CLOSED | Water | 0.75" | no data
01-VBFW280 | Gas performance heater Level switch vessel 2 | FGPH | FGPH | INSTRUMENT ISOLATION | no data | BFW IP | PD-064A | OPEN | CLOSED | Water | 0.75" | no data
01-VBFW281 | Gas performance heater Level switch vessel 2 | FGPH | FGPH | INSTRUMENT ISOLATION | no data | BFW IP | PD-064A | OPEN | CLOSED | Water | 0.75" | no data
01-VBFW282 | Gas performance heater FW out PIT | FGPH | FGPH | INSTRUMENT ISOLATION | no data | BFW IP | PD-064A | OPEN | CLOSED | Water | 0.75" | no data
01-VBFW283 | Gas performance heater vent | FGPH | FGPH | VENT VALVE | no data | BFW IP | PD-064A | CLOSED | OPEN | Water | 0.75" | no data
01-VBFW284 | Gas performance heater FW in PIT | FGPH | FGPH | INSTRUMENT ISOLATION | no data | BFW IP | PD-064A | OPEN | CLOSED | Water | 0.75" | no data
01-VBFW285 | Gas performance heater nitrogen connection (after CV) | FGPH | FGPH | N2 CONNECTION | no data | BFW IP | PD-064A | CLOSED | CLOSED | Water | 0.75" | no data
01-VBFW286 | Gas performance heater drain | FGPH | FGPH | DRAIN VALVE | no data | BFW IP | PD-064A | CLOSED | OPEN | Water | 0.75" | no data
01-VBFW287 | To Gas performance heater MOV bypass | one level under LP Drum | FGPH | INSTRUMENT ISOLATION | no data | BFW IP | PD-064A | OPEN | CLOSED | Water | 0.75" | no data
01-VBFW288 | To Gas performance heater MOV bypass | one level under LP Drum | FGPH | INSTRUMENT ISOLATION | no data | BFW IP | PD-064A | OPEN | CLOSED | Water | 0.75" | no data
01-VBFW289 | Gas performance heater drain before block valve | FGPH | FGPH | DRAIN VALVE | no data | BFW IP | PD-064A | CLOSED | OPEN | Water | 0.75" | no data
01-VBFW290 | Gas performance heater to receiver tank iso (2) valves | CRT | FGPH | FGH OUTLET RECIRC CV ISOLATION | no data | BFW IP | PD-064A | OPEN | CLOSED | Water | 4" | no data
01-VBFW291 | Gas performance heater drain before CV | FGPH | FGPH | DRAIN VALVE | no data | BFW IP | PD-064A | CLOSED | OPEN | Water | 0.75" | no data
01-VBFW292 | Gas performance heater to receiver tank strainer drain | CRT | FGPH | STRAINER DRAIN | no data | BFW IP | PD-064A | CLOSED | OPEN | Water | 0.75" | no data
01-VBFW293 | To Gas performance heater MOV bypass | one level under LP Drum | FGPH | INSTRUMENT ISOLATION | no data | BFW IP | PD-064A | OPEN | CLOSED | Water | 0.75" | no data
01-VBFW294 | To Gas performance heater MOV bypass | one level under LP Drum | FGPH | DRAIN VALVE | no data | BFW IP | PD-063A | CLOSED | OPEN | Water | 0.75" | no data
01-VBFW295 | To Gas performance heater MOV bypass | one level under LP Drum | FGPH | INSTRUMENT ISOLATION | no data | BFW IP | PD-063A | OPEN | CLOSED | Water | 0.75" | no data
01-VBFW296 | To Gas performance heater MOV bypass | one level under LP Drum | FGPH | INSTRUMENT ISOLATION | no data | BFW IP | PD-063A | OPEN | CLOSED | Water | 0.75" | no data
01-VBFW297 | To Gas performance heater MOV bypass | one level under LP Drum | FGPH | INSTRUMENT ISOLATION | no data | BFW IP | PD-063A | OPEN | CLOSED | Water | 0.75" | no data
01-VBFW298 | To Gas performance heater MOV bypass | one level under LP Drum | FGPH | INSTRUMENT ISOLATION | no data | BFW IP | PD-063A | OPEN | CLOSED | Water | 0.75" | no data
01-VBFW299 | To Gas performance heater MOV bypass | one level under LP Drum | FGPH | INSTRUMENT ISOLATION | no data | BFW IP | PD-063A | OPEN | CLOSED | Water | 0.75" | no data
01-VBFW300 | To Gas performance heater MOV bypass | one level under LP Drum | FGPH | CT TCA COOLER BFW INLET ISOLATION | no data | BFW IP | PD-063A | OPEN | CLOSED | Water | 6" | no data
01-VBFW301 | To Gas performance heater MOV bypass | one level under LP Drum | FGPH | DRAIN VALVE | no data | BFW IP | PD-063A | CLOSED | OPEN | Water | 0.75" | no data
01-VBFW302 | To Gas performance heater MOV bypass | one level under LP Drum | FGPH | DRAIN VALVE | no data | BFW IP | PD-063A | CLOSED | OPEN | Water | 0.75" | no data
01-VBFW303 | To Gas performance heater MOV bypass | one level under LP Drum | FGPH | DRAIN VALVE | no data | BFW IP | PD-063A | CLOSED | OPEN | Water | 0.75" | no data
TagNumber | no data | no data | no data | Description | no data | System | P&ID | no data | no data | Working Fluid | Size (in) | no data
01-VBFW304 | To Gas performance heater MOV bypass | one level under LP Drum | FGPH | DRAIN VALVE | no data | BFW IP | PD-063A | CLOSED | OPEN | Water | 0.75" | no data
01-VBFW305 | To Gas performance heater MOV bypass | one level under LP Drum | FGPH | DRAIN VALVE | no data | BFW IP | PD-063A | CLOSED | OPEN | Water | 0.75" | no data
01-VBFW306 | To Gas performance heater MOV bypass | one level under LP Drum | FGPH | CT TCA COOLER BFW OUTLET ISOLATION | no data | BFW IP | PD-063A | OPEN | CLOSED | Water | 6" | no data
01-VBFW307 | To Gas performance heater MOV bypass | one level under LP Drum | FGPH | INSTRUMENT ISOLATION | no data | BFW IP | PD-063A | OPEN | CLOSED | Water | 0.75" | no data
01-VBFW308 | To Gas performance heater MOV bypass | one level under LP Drum | FGPH | INSTRUMENT ISOLATION | no data | BFW IP | PD-063A | OPEN | CLOSED | Water | 0.75" | no data
01-VBFW309 | To Gas performance heater MOV bypass | one level under LP Drum | FGPH | INSTRUMENT ISOLATION | no data | BFW IP | PD-063A | OPEN | CLOSED | Water | 0.75" | no data
01-VBFW310 | To Gas performance heater MOV bypass | one level under LP Drum | FGPH | INSTRUMENT ISOLATION | no data | BFW IP | PD-063A | OPEN | CLOSED | Water | 0.75" | no data
01-VBFW311 | To Gas performance heater MOV bypass | one level under LP Drum | FGPH | INSTRUMENT ISOLATION | no data | BFW IP | PD-063A | OPEN | CLOSED | Water | 0.75" | no data
01-VBFW312 | To Gas performance heater MOV bypass | one level under LP Drum | FGPH | INSTRUMENT ISOLATION | no data | BFW IP | PD-063A | OPEN | CLOSED | Water | 0.75" | no data
01-VBFW313 | To Gas performance heater MOV bypass | one level under LP Drum | FGPH | INSTRUMENT ISOLATION | no data | BFW IP | PD-063A | OPEN | CLOSED | Water | 0.75" | no data
01-VBFW314 | To Gas performance heater MOV bypass | one level under LP Drum | FGPH | INSTRUMENT ISOLATION | no data | BFW IP | PD-063A | OPEN | CLOSED | Water | 0.75" | no data
01-VBFW315 | To Gas performance heater MOV bypass | one level under LP Drum | FGPH | INSTRUMENT ISOLATION | no data | BFW IP | PD-063A | OPEN | CLOSED | Water | 0.75" | no data
01-VBFW316 | To Gas performance heater MOV bypass | one level under LP Drum | FGPH | INSTRUMENT ISOLATION | no data | BFW IP | PD-063A | OPEN | CLOSED | Water | 0.75" | no data
01-VBFW317 | To Gas performance heater MOV bypass | one level under LP Drum | FGPH | INSTRUMENT ISOLATION | no data | BFW IP | PD-063A | OPEN | CLOSED | Water | 0.75" | no data
01-VBFW318 | To Gas performance heater MOV bypass | one level under LP Drum | FGPH | INSTRUMENT ISOLATION | no data | BFW IP | PD-063A | OPEN | CLOSED | Water | 0.75" | no data
01-VBFW319 | To Gas performance heater MOV bypass | one level under LP Drum | FGPH | CRH LETDOWN SPRAY ISOLATION | no data | BFW IP | PD-124A | OPEN | CLOSED | Water | 1" | no data
01-VBFW320 | To Gas performance heater MOV bypass | one level under LP Drum | FGPH | INSTRUMENT ISOLATION | no data | BFW IP | PD-063A | OPEN | CLOSED | Water | 0.75" | no data
01-VBFW321 | To Gas performance heater MOV bypass | one level under LP Drum | FGPH | INSTRUMENT ISOLATION | no data | BFW IP | PD-063A | OPEN | CLOSED | Water | 0.75" | no data
01-VBFW322 | To Gas performance heater MOV bypass | one level under LP Drum | FGPH | VENT VALVE | no data | BFW IP | PD-063A | CLOSED | OPEN | Water | 0.75" | no data
01-VBFW323 | To Gas performance heater MOV bypass | one level under LP Drum | FGPH | VENT VALVE | no data | BFW IP | PD-063A | CLOSED | OPEN | Water | 0.75" | no data
01-VBFW324 | To Gas performance heater MOV bypass | one level under LP Drum | FGPH | VENT VALVE | no data | BFW IP | PD-063A | CLOSED | OPEN | Water | 0.75" | no data
01-VBFW325 | To Gas performance heater MOV bypass | one level under LP Drum | FGPH | VENT VALVE | no data | BFW IP | PD-063A | CLOSED | OPEN | Water | 0.75" | no data
01-VBFW326 | To Gas performance heater MOV bypass | one level under LP Drum | FGPH | INSTRUMENT ISOLATION | no data | BFW IP | PD-063A | OPEN | CLOSED | Water | 0.75" | no data
01-VBFW327 | To Gas performance heater MOV bypass | one level under LP Drum | FGPH | INSTRUMENT ISOLATION | no data | BFW IP | PD-063A | OPEN | CLOSED | Water | 0.75" | no data
01-VBFW328 | To Gas performance heater MOV bypass | one level under LP Drum | FGPH | DRAIN VALVE | no data | BFW IP | PD-063A | CLOSED | OPEN | Water | 0.75" | no data
01-VBFW329 | To Gas performance heater MOV bypass | one level under LP Drum | FGPH | DRAIN VALVE | no data | BFW IP | PD-063A | CLOSED | OPEN | Water | 0.75" | no data
01-VBFW330 | To Gas performance heater MOV bypass | one level under LP Drum | FGPH | CT TCA COOLER BFW ISOLATION TO RECIRC | no data | BFW IP | PD-063A | OPEN | CLOSED | Water | 6" | no data
01-VBFW331 | To Gas performance heater MOV bypass | one level under LP Drum | FGPH | VENT VALVE | no data | BFW IP | PD-063A | CLOSED | OPEN | Water | 0.75" | no data
01-VBFW332 | To Gas performance heater MOV bypass | one level under LP Drum | FGPH | VENT VALVE | no data | BFW IP | PD-063A | CLOSED | OPEN | Water | 0.75" | no data
01-VBFW333 | To Gas performance heater MOV bypass | one level under LP Drum | FGPH | DRAIN VALVE | no data | BFW IP | PD-063A | CLOSED | OPEN | Water | 0.75" | no data
01-VBFW334 | To Gas performance heater MOV bypass | one level under LP Drum | FGPH | DRAIN VALVE | no data | BFW IP | PD-063A | CLOSED | OPEN | Water | 0.75" | no data
01-VBFW335 | To Gas performance heater MOV bypass | one level under LP Drum | FGPH | DRAIN VALVE | no data | BFW IP | PD-063A | CLOSED | OPEN | Water | 0.75" | no data
01-VBFW336 | To Gas performance heater MOV bypass | one level under LP Drum | FGPH | DRAIN VALVE | no data | BFW IP | PD-063A | CLOSED | OPEN | Water | 0.75" | no data
01-VBFW337 | To Gas performance heater MOV bypass | one level under LP Drum | FGPH | DRAIN VALVE | no data | BFW IP | PD-061A | CLOSED | OPEN | Water | 0.75" | no data
01-VBFW338 | To Gas performance heater MOV bypass | one level under LP Drum | FGPH | DRAIN VALVE | no data | BFW IP | PD-061A | CLOSED | OPEN | Water | 0.75" | no data
01-VBFW339 | To Gas performance heater MOV bypass | one level under LP Drum | FGPH | CT TCA COOLER RECIRC ACC ISOLATION | no data | BFW IP | PD-063A | OPEN | CLOSED | Water | 6" | no data
01-VBFW340 | Gas performance heater flow | FGPH | FGPH | INSTRUMENT ISOLATION | no data | BFW IP | PD-064A | OPEN | CLOSED | Water | 0.75" | no data
01-VBFW341 | Gas performance heater flow | FGPH | FGPH | INSTRUMENT ISOLATION | no data | BFW IP | PD-064A | OPEN | CLOSED | Water | 0.75" | no data
01-VBFW342 | Gas performance heater flow | FGPH | FGPH | INSTRUMENT ISOLATION | no data | BFW IP | PD-064A | OPEN | CLOSED | Water | 0.75" | no data
01-VBFW343 | Gas performance heater flow | FGPH | FGPH | INSTRUMENT ISOLATION | no data | BFW IP | PD-064A | OPEN | CLOSED | Water | 0.75" | no data
01-VBFW344 | Gas performance heater High flow CV iso (before) | FGPH | FGPH | FG HX AUTOMATIC BLOCK VALVE ISOLATION | no data | BFW IP | PD-064A | OPEN | CLOSED | Water | 4" | no data
01-VBFW345 | Gas performance heater High flow CV iso (after) | FGPH | FGPH | FG HX AUTOMATIC BLOCK VALVE ISOLATION | no data | BFW IP | PD-064A | OPEN | CLOSED | Water | 4" | no data
01-VBFW346 | To Gas performance heater MOV bypass | one level under LP Drum | FGPH | FG HX WARMING VALVE ISOLATION | no data | BFW IP | PD-064A | OPEN | CLOSED | Water | 1" | no data
01-VBFW347 | Gas performance heater Low flow CV iso (after) | FGPH | FGPH | FG HX WARMING VALVE ISOLATION | no data | BFW IP | PD-064A | OPEN | CLOSED | Water | 1" | no data
01-VBFW348 | Gas performance heater nitrogen connection (after CV) | FGPH | FGPH | N2 PURGE CONNECTION | no data | BFW IP | PD-064A | CLOSED | CLOSED | Water | 0.75" | no data
01-VBFW349 | Gas performance heater vent | FGPH | FGPH | VENT VALVE | no data | BFW IP | PD-064A | CLOSED | OPEN | Water | 0.75" | no data
01-VBFW350 | Gas performance heater iso | FGPH | FGPH | FG HX BFW UPSTREAM ISOLATION | no data | BFW IP | PD-064A | OPEN | CLOSED | Water | 4" | no data
01-VBFW351 | Gas performance heater drain | FGPH | FGPH | DRAIN VALVE | no data | BFW IP | PD-064A | CLOSED | OPEN | Water | 0.75" | no data
01-VBFW352 | Gas performance heater iso | FGPH | FGPH | FG HX BFW UPSTREAM ISOLATION | no data | BFW IP | PD-064A | OPEN | CLOSED | Water | 4" | no data
01-VBFW353 | Gas performance heater Level switch vessel 1 vent | FGPH | FGPH | FG HX LEAK DETECTION VENT | no data | BFW IP | PD-064A | CLOSED | OPEN | Water | 0.75" | no data
01-VBFW354 | Gas performance heater Level switch vessel 1 | FGPH | FGPH | INSTRUMENT ISOLATION | no data | BFW IP | PD-064A | OPEN | CLOSED | Water | 0.75" | no data
01-VBFW355 | Gas performance heater Level switch vessel 1 | FGPH | FGPH | INSTRUMENT ISOLATION | no data | BFW IP | PD-064A | OPEN | CLOSED | Water | 0.75" | no data
01-VBFW356 | Gas performance heater Level switch vessel 1 | FGPH | FGPH | INSTRUMENT ISOLATION | no data | BFW IP | PD-064A | OPEN | CLOSED | Water | 0.75" | no data
01-VBFW357 | Gas performance heater Level switch vessel 1 | FGPH | FGPH | INSTRUMENT ISOLATION | no data | BFW IP | PD-064A | OPEN | CLOSED | Water | 0.75" | no data
01-VBFW359 | Gas performance heater FW out PIT | FGPH | FGPH | INSTRUMENT ISOLATION | no data | BFW IP | PD-064A | OPEN | CLOSED | Water | 0.75" | no data
01-VBFW360 | Gas performance heater drain before block valve | FGPH | FGPH | DRAIN VALVE | no data | BFW IP | PD-064A | CLOSED | OPEN | Water | 0.75" | no data
01-VBFW361 | Gas performance heater to receiver tank iso (2) valves | CRT | FGPH | FG HX RECIRC ISOLATION | no data | BFW IP | PD-064A | OPEN | CLOSED | Water | 4" | no data
01-VBFW362 | To Gas performance heater MOV bypass | one level under LP Drum | FGPH | DRAIN VALVE | no data | BFW IP | PD-034A | CLOSED | OPEN | Water | 0.75" | no data
01-VBFW363 | To Gas performance heater MOV bypass | one level under LP Drum | FGPH | DRAIN VALVE | no data | BFW IP | PD-034A | CLOSED | OPEN | Water | 0.75" | no data
01-VBFW364 | Gas performance heater drain before CV | FGPH | FGPH | DRAIN VALVE | no data | BFW IP | PD-064A | CLOSED | OPEN | Water | 0.75" | no data
01-VBFW365 | To Gas performance heater MOV bypass | one level under LP Drum | FGPH | DRAIN VALVE | no data | BFW IP | PD-061A | CLOSED | OPEN | Water | 0.75" | no data
01-VBFW366 | Gas performance heater to receiver tank strainer drain | CRT | FGPH | DRAIN VALVE | no data | BFW IP | PD-064A | CLOSED | OPEN | Water | 0.75" | no data
01-VBFW367 | Gas performance heater outlet iso | FGPH | FGPH | FG HX OUTLET ISOLATION TO CND | no data | BFW IP | PD-064A | OPEN | CLOSED | Water | 4" | no data
01-VBFW368 | To Gas performance heater MOV bypass | one level under LP Drum | FGPH | FG HX OUTLET TO CND CHECK | no data | BFW IP | PD-064A | OPEN | CLOSED | Water | 4" | no data
TagNumber | no data | no data | no data | Description | no data | System | P&ID | no data | no data | Working Fluid | Size (in) | no data
01-VBFW369 | Gas performance heater Level switch vessel 2 vent | FGPH | FGPH | FG HX LEAK DETECTION VENT | no data | BFW IP | PD-064A | CLOSED | OPEN | Water | 0.75" | no data
01-VBFW370 | Gas performance heater Level switch vessel 2 | FGPH | FGPH | INSTRUMENT ISOLATION | no data | BFW IP | PD-064A | OPEN | CLOSED | Water | 0.75" | no data
01-VBFW371 | Gas performance heater Level switch vessel 2 | FGPH | FGPH | INSTRUMENT ISOLATION | no data | BFW IP | PD-064A | OPEN | CLOSED | Water | 0.75" | no data
01-VBFW372 | Gas performance heater Level switch vessel 2 | FGPH | FGPH | INSTRUMENT ISOLATION | no data | BFW IP | PD-064A | OPEN | CLOSED | Water | 0.75" | no data
01-VBFW373 | Gas performance heater Level switch vessel 2 | FGPH | FGPH | INSTRUMENT ISOLATION | no data | BFW IP | PD-064A | OPEN | CLOSED | Water | 0.75" | no data
01-VBFW374 | To Gas performance heater MOV bypass | one level under LP Drum | FGPH | HPS TA SPRAY SUPPLY CHECK | no data | BFW IP | PD-020A | OPEN | CLOSED | Water | 3" | no data
01-VBFW375 | To Gas performance heater MOV bypass | one level under LP Drum | FGPH | HPS TA SPRAY STRAINER ISOLATION | no data | BFW IP | PD-020A | OPEN | CLOSED | Water | 3" | no data
01-VBFW376 | To Gas performance heater MOV bypass | one level under LP Drum | FGPH | HPS TA SPRAY STRAINER ISOLATION | no data | BFW IP | PD-020A | OPEN | CLOSED | Water | 3" | no data
01-VBFW377 | To Gas performance heater MOV bypass | one level under LP Drum | FGPH | DRAIN VALVE | no data | BFW IP | PD-020A | CLOSED | OPEN | Water | 1" | no data
01-VBFW378 | To Gas performance heater MOV bypass | one level under LP Drum | FGPH | INSTRUMENT ISOLATION | no data | BFW IP | PD-020A | OPEN | CLOSED | Water | 0.5" | no data
01-VBFW379 | Gas performance heater to receiver tank iso after CV | CRT | FGPH | FG HX OUTLET RECIRC CV OUTLET ISOLATION | no data | BFW IP | PD-064A | OPEN | CLOSED | Water | 4" | no data
01-VBFW380 | To Gas performance heater MOV bypass | one level under LP Drum | FGPH | STRAINER DRAIN | no data | BFW IP | PD-020A | CLOSED | OPEN | Water | 1" | no data
01-VBFW381 | To Gas performance heater MOV bypass | one level under LP Drum | FGPH | DRAIN VALVE | no data | BFW IP | PD-061A | CLOSED | OPEN | Water | 0.75" | no data
01-VBFW382 | To Gas performance heater MOV bypass | one level under LP Drum | FGPH | DRAIN VALVE | no data | BFW IP | PD-053A | CLOSED | OPEN | Water | 0.75" | no data
01-VBFW383 | To Gas performance heater MOV bypass | one level under LP Drum | FGPH | HPS TA SPRAY STRAINER ISOLATION | no data | BFW IP | PD-020A | OPEN | CLOSED | Water | 3" | no data
01-VBFW384 | To Gas performance heater MOV bypass | one level under LP Drum | FGPH | INSTRUMENT ISOLATION | no data | BFW IP | PD-063A | OPEN | CLOSED | Water | 0.75" | no data
01-VBFW386 | To Gas performance heater MOV bypass | one level under LP Drum | FGPH | INSTRUMENT ISOLATION | no data | BFW IP | PD-063A | OPEN | CLOSED | Water | 0.75" | no data
01-VBFW387 | To Gas performance heater MOV bypass | one level under LP Drum | FGPH | DRAIN VALVE | no data | BFW IP | PD-020A | CLOSED | OPEN | Water | 0.75" | no data
01-VBFW388 | To Gas performance heater MOV bypass | one level under LP Drum | FGPH | SHARED SPRAY SUPPLY STRAINER ISOLATION | no data | BFW IP | PD-062A | OPEN | CLOSED | Water | 6" | no data
01-VBFW389 | To Gas performance heater MOV bypass | one level under LP Drum | FGPH | HRH TA SPRAY SUPPLY DRAIN | no data | BFW IP | PD-034A | CLOSED | OPEN | Water | 0.75" | no data
01-VBFW390 | To Gas performance heater MOV bypass | one level under LP Drum | FGPH | STRAINER DRAIN | no data | BFW IP | PD-062A | CLOSED | OPEN | Water | 1" | no data
01-VBFW391 | To Gas performance heater MOV bypass | one level under LP Drum | FGPH | SHARED SPRAY SUPPLY STRAINER ISOLATION | no data | BFW IP | PD-062A | OPEN | CLOSED | Water | 6" | no data
01-VBFW392 | To Gas performance heater MOV bypass | one level under LP Drum | FGPH | HRH TA SPRAY SUPPLY CHECK | no data | BFW IP | PD-034A | OPEN | CLOSED | Water | 3" | no data
01-VBFW402 | Gas performance heater to receiver tank drain | CRT | FGPH | DRAIN VALVE | no data | BFW IP | PD-064A | CLOSED | OPEN | Water | 0.75" | no data
01-VBFW403 | Gas performance heater to receiver tank drain | CRT | FGPH | DRAIN VALVE | no data | BFW IP | PD-064A | CLOSED | OPEN | Water | 0.75" | no data
01-VBFW404 | To Gas performance heater MOV bypass | one level under LP Drum | FGPH | INSTRUMENT ISOLATION | no data | BFW IP | PD-060A | OPEN | CLOSED | Water | 0.75" | no data
01-VBFW405 | To Gas performance heater MOV bypass | one level under LP Drum | FGPH | INSTRUMENT ISOLATION | no data | BFW IP | PD-060A | OPEN | CLOSED | Water | 0.75" | no data
01-VBFW406 | To Gas performance heater MOV bypass | one level under LP Drum | FGPH | INSTRUMENT ISOLATION | no data | BFW IP | PD-060A | OPEN | CLOSED | Water | 0.75" | no data
01-VBFW407 | To Gas performance heater MOV bypass | one level under LP Drum | FGPH | INSTRUMENT ISOLATION | no data | BFW IP | PD-060A | OPEN | CLOSED | Water | 0.75" | no data
01-VBFW408 | To Gas performance heater MOV bypass | one level under LP Drum | FGPH | IP BFW FILL FROM CONDENSATE CHECK | no data | BFW IP | PD-062A | OPEN | CLOSED | Water | 2" | no data
01-VBFW409 | To Gas performance heater MOV bypass | one level under LP Drum | FGPH | IP BFW FILL FROM CONDENSATE STOP CHECK | no data | BFW IP | PD-062A | OPEN | CLOSED | Water | 2" | no data
01-VBFW410 | To Gas performance heater MOV bypass | one level under LP Drum | FGPH | IP BFW FILL FROM CONDENSATE BLOCK | no data | BFW IP | PD-062A | OPEN | CLOSED | Water | 2" | no data
01-VBFW411 | To Gas performance heater MOV bypass | one level under LP Drum | FGPH | STRAINER VENT | no data | BFW IP | PD-061A | CLOSED | OPEN | Water | 1.5" | no data
01-VBFW412 | To Gas performance heater MOV bypass | one level under LP Drum | FGPH | STRAINER VENT | no data | BFW IP | PD-061A | CLOSED | OPEN | Water | 1.5" | no data
01-VBFW415 | To Gas performance heater MOV bypass | one level under LP Drum | FGPH | DRAIN VALVE | no data | BFW IP | PD-061A | CLOSED | OPEN | Water | 0.75" | no data
01-VBFW416 | To Gas performance heater MOV bypass | one level under LP Drum | FGPH | VENT VALVE | no data | BFW IP | PD-062A | CLOSED | OPEN | Water | 0.75" | no data
01-VBFW417 | To Gas performance heater MOV bypass | one level under LP Drum | FGPH | VENT VALVE | no data | BFW IP | PD-062A | CLOSED | OPEN | Water | 0.75" | no data
01-VBFW422 | To Gas performance heater MOV bypass | one level under LP Drum | FGPH | DRAIN VALVE | no data | BFW IP | PD-061A | CLOSED | OPEN | Water | 0.75" | no data
01-VBFW423 | To Gas performance heater MOV bypass | one level under LP Drum | FGPH | DRAIN VALVE | no data | BFW IP | PD-061A | CLOSED | OPEN | Water | 0.75" | no data
01-VBFW424 | To Gas performance heater MOV bypass | one level under LP Drum | FGPH | INSTRUMENT ISOLATION | no data | BFW IP | PD-062A | OPEN | CLOSED | Water | 0.75" | no data
01-VBFW425 | To Gas performance heater MOV bypass | one level under LP Drum | FGPH | VENT VALVE | no data | BFW IP | PD-061A | CLOSED | OPEN | Water | 0.75" | no data
01-VBFW426 | To Gas performance heater MOV bypass | one level under LP Drum | FGPH | VENT VALVE | no data | BFW IP | PD-061A | CLOSED | OPEN | Water | 0.75" | no data
01-VBFW427 | To Gas performance heater MOV bypass | one level under LP Drum | FGPH | STRAINER VENT | no data | BFW IP | PD-061A | CLOSED | OPEN | Water | 1.5" | no data
01-VBFW428 | To Gas performance heater MOV bypass | one level under LP Drum | FGPH | STRAINER VENT | no data | BFW IP | PD-061A | CLOSED | OPEN | Water | 1.5" | no data
01-VBFW429 | To Gas performance heater MOV bypass | one level under LP Drum | FGPH | BFW SUCTION LP DRUM SUPPLY CHECK | no data | BFW IP | PD-060A | OPEN | CLOSED | Water | 12" | no data
01-VBFW430 | To Gas performance heater MOV bypass | one level under LP Drum | FGPH | VENT VALVE | no data | BFW IP | PD-060A | CLOSED | OPEN | Water | 0.75" | no data
01-VBFW431 | To Gas performance heater MOV bypass | one level under LP Drum | FGPH | INSTRUMENT ISOLATION | no data | BFW IP | PD-124A | OPEN | CLOSED | Water | 0.75" | no data
01-VBFW432 | To Gas performance heater MOV bypass | one level under LP Drum | FGPH | INSTRUMENT ISOLATION | no data | BFW IP | PD-124A | OPEN | CLOSED | Water | 0.75" | no data
01-VBFW433 | To Gas performance heater MOV bypass | one level under LP Drum | FGPH | IP BFW TO CRH LETDOWN SPRAY ISOLATION | no data | BFW IP | PD-124A | OPEN | CLOSED | Water | 1" | no data
01-VBFW434 | To Gas performance heater MOV bypass | one level under LP Drum | FGPH | IP BFW TO CRH LETDOWN SPRAY ISOLATION | no data | BFW IP | PD-124A | OPEN | CLOSED | Water | 1" | no data
01-VBFW435 | To Gas performance heater MOV bypass | one level under LP Drum | FGPH | INSTRUMENT ISOLATION | no data | BFW IP | PD-063A | OPEN | CLOSED | Water | 0.75" | no data
01-VBFW436 | To Gas performance heater MOV bypass | one level under LP Drum | FGPH | DRAIN VALVE | no data | BFW IP | PD-124A | CLOSED | OPEN | Water | 0.75" | no data
01-VBFW437 | To Gas performance heater MOV bypass | one level under LP Drum | FGPH | DRAIN VALVE | no data | BFW IP | PD-124A | CLOSED | OPEN | Water | 0.75" | no data
01-VBFW438 | To Gas performance heater MOV bypass | one level under LP Drum | FGPH | INSTRUMENT ISOLATION | no data | BFW IP | PD-062A | OPEN | CLOSED | Water | 0.75" | no data
01-VBFW439 | To Gas performance heater MOV bypass | one level under LP Drum | FGPH | INSTRUMENT ISOLATION | no data | BFW IP | PD-064A | OPEN | CLOSED | Water | 0.75" | no data
01-VBFW440 | Gas performance heater to receiver tank strainer vent | CRT | FGPH | STRAINER VENT | no data | BFW IP | PD-064A | CLOSED | OPEN | Water | 0.75" | no data
01-VBFW441 | Gas performance heater to receiver tank strainer vent | CRT | FGPH | STRAINER VENT | no data | BFW IP | PD-064A | CLOSED | OPEN | Water | 0.75" | no data
01-VBFW442 | To Gas performance heater MOV bypass | one level under LP Drum | FGPH | INSTRUMENT ISOLATION | no data | BFW IP | PD-064A | OPEN | CLOSED | Water | 0.75" | no data
01-VBFW443 | To Gas performance heater MOV bypass | one level under LP Drum | FGPH | INSTRUMENT ISOLATION | no data | BFW IP | PD-064A | OPEN | CLOSED | Water | 0.75" | no data
01-VBFW444 | To Gas performance heater MOV bypass | one level under LP Drum | FGPH | INSTRUMENT ISOLATION | no data | BFW IP | PD-064A | OPEN | CLOSED | Water | 0.75" | no data
01-VBFW445 | To Gas performance heater MOV bypass | one level under LP Drum | FGPH | INSTRUMENT ISOLATION | no data | BFW IP | PD-064A | OPEN | CLOSED | Water | 0.75" | no data
01-VBFW447 | To Gas performance heater MOV bypass | one level under LP Drum | FGPH | DRAIN VALVE | no data | BFW IP | PD-124A | CLOSED | OPEN | Water | 0.75" | no data
01-VBFW448 | To Gas performance heater MOV bypass | one level under LP Drum | FGPH | DRAIN VALVE | no data | BFW IP | PD-124A | CLOSED | OPEN | Water | 0.75" | no data
01-VBFW449 | Gas performance heater to receiver tank after strainer drain | CRT | FGPH | DRAIN VALVE | no data | BFW IP | PD-064A | CLOSED | OPEN | Water | 0.75" | no data
TagNumber | no data | no data | no data | Description | no data | System | P&ID | no data | no data | Working Fluid | Size (in) | no data
01-VBFW450 | Gas performance heater to receiver tank after strainer drain | CRT | FGPH | DRAIN VALVE | no data | BFW IP | PD-064A | CLOSED | OPEN | Water | 0.75" | no data
01-VBFW451 | To Gas performance heater MOV bypass | one level under LP Drum | FGPH | DRAIN VALVE | no data | BFW IP | PD-124A | CLOSED | OPEN | Water | 0.75" | no data
01-VBFW452 | To Gas performance heater MOV bypass | one level under LP Drum | FGPH | DRAIN VALVE | no data | BFW IP | PD-124A | CLOSED | OPEN | Water | 0.75" | no data
01-VBFW453 | To Gas performance heater MOV bypass | one level under LP Drum | FGPH | DRAIN VALVE | no data | BFW IP | PD-124A | CLOSED | OPEN | Water | 0.75" | no data
01-VBFW454 | To Gas performance heater MOV bypass | one level under LP Drum | FGPH | DRAIN VALVE | no data | BFW IP | PD-124A | CLOSED | OPEN | Water | 0.75" | no data
01-VBFW459 | Gas performance heater to receiver tank after strainer vent | CRT | FGPH | VENT VALVE | no data | BFW IP | PD-064A | CLOSED | OPEN | Water | 0.75" | no data
01-VBFW460 | Gas performance heater to receiver tank after strainer vent | CRT | FGPH | VENT VALVE | no data | BFW IP | PD-064A | CLOSED | OPEN | Water | 0.75" | no data
01-VBFW461 | Drain berore startap heater | Pipe Rack 1st | FGPH | DRAIN VALVE | no data | BFW IP | PD-064A | CLOSED | OPEN | Water | 0.75" | no data
01-VBFW462 | Drain berore startap heater | Pipe Rack 1st | FGPH | DRAIN VALVE | no data | BFW IP | PD-064A | CLOSED | OPEN | Water | 0.75" | no data
01-VBFW503 | To Gas performance heater MOV bypass | one level under LP Drum | FGPH | STRAINER DRAIN | no data | BFW IP | PD-020A | CLOSED | OPEN | Water | 1" | no data
01-VBFW505 | To Gas performance heater MOV bypass | one level under LP Drum | FGPH | HPS TA SPRAY SUPPLY ISOLATION | no data | BFW IP | PD-020A | OPEN | CLOSED | Water | 3" | no data
01-VBFW506 | To Gas performance heater MOV bypass | one level under LP Drum | FGPH | VENT VALVE | no data | BFW IP | PD-060A | CLOSED | OPEN | Water | 0.75" | no data
01-VBFW509 | To Gas performance heater MOV bypass | one level under LP Drum | FGPH | STRAINER DRAIN | no data | BFW IP | PD-020A | CLOSED | OPEN | Water | 1" | no data
01-VBFW513 | To Gas performance heater MOV bypass | one level under LP Drum | FGPH | HPS BYPASS SPRAY SUPPLY ISOLATION | no data | BFW IP | PD-020A | OPEN | CLOSED | Water | 3" | no data
01-VBFW519 | To Gas performance heater MOV bypass | one level under LP Drum | FGPH | INSTRUMENT ISOLATION | no data | BFW IP | PD-020A | OPEN | CLOSED | Water | 0.5" | no data
01-VBFW521 | To Gas performance heater MOV bypass | one level under LP Drum | FGPH | HPS TA SPRAY STRAINER ISOLATION | no data | BFW IP | PD-020A | OPEN | CLOSED | Water | 3" | no data
01-VBFW523 | To Gas performance heater MOV bypass | one level under LP Drum | FGPH | HPS TA SPRAY STRAINER ISOLATION | no data | BFW IP | PD-020A | OPEN | CLOSED | Water | 3" | no data
01-VBFW525 | To Gas performance heater MOV bypass | one level under LP Drum | FGPH | HPS TA SPRAY STRAINER ISOLATION | no data | BFW IP | PD-020A | OPEN | CLOSED | Water | 3" | no data
01-VBFW529 | To Gas performance heater MOV bypass | one level under LP Drum | FGPH | DRAIN VALVE | no data | BFW IP | PD-020A | CLOSED | OPEN | Water | 0.75" | no data
01-VBFW531 | To Gas performance heater MOV bypass | one level under LP Drum | FGPH | HPS TA SPRAY SUPPLY ISOLATION | no data | BFW IP | PD-020A | OPEN | CLOSED | Water | 3" | no data
01-VBFW532 | To Gas performance heater MOV bypass | one level under LP Drum | FGPH | STRAINER VENT | no data | BFW IP | PD-063A | CLOSED | OPEN | Water | 0.75" | no data
01-VBFW539 | To Gas performance heater MOV bypass | one level under LP Drum | FGPH | HPS BYPASS SPRAY SUPPLY CHECK | no data | BFW IP | PD-020A | OPEN | CLOSED | Water | 3" | no data
01-VBFW545 | To Gas performance heater MOV bypass | one level under LP Drum | FGPH | DRAIN VALVE | no data | BFW IP | PD-020A | CLOSED | OPEN | Water | 0.75" | no data
01-VBFW547 | To Gas performance heater MOV bypass | one level under LP Drum | FGPH | DRAIN VALVE | no data | BFW IP | PD-020A | CLOSED | OPEN | Water | 0.75" | no data
01-VBFW549 | To Gas performance heater MOV bypass | one level under LP Drum | FGPH | HPS TA SPRAY STRAINER ISOLATION | no data | BFW IP | PD-020A | OPEN | CLOSED | Water | 3" | no data
01-VBFW551 | To Gas performance heater MOV bypass | one level under LP Drum | FGPH | DRAIN VALVE | no data | BFW IP | PD-020A | CLOSED | OPEN | Water | 0.75" | no data
01-VBFW553 | To Gas performance heater MOV bypass | one level under LP Drum | FGPH | DRAIN VALVE | no data | BFW IP | PD-020A | CLOSED | OPEN | Water | 0.75" | no data
01-VBFW555 | To Gas performance heater MOV bypass | one level under LP Drum | FGPH | HPS TA SPRAY STRAINER ISOLATION | no data | BFW IP | PD-020A | OPEN | CLOSED | Water | 3" | no data
01-VBFW557 | To Gas performance heater MOV bypass | one level under LP Drum | FGPH | DRAIN VALVE | no data | BFW IP | PD-020A | CLOSED | OPEN | Water | 0.75" | no data
01-VBFW567 | To Gas performance heater MOV bypass | one level under LP Drum | FGPH | VENT VALVE | no data | BFW IP | PD-020A | CLOSED | OPEN | Water | 0.75" | no data
01-VBFW569 | To Gas performance heater MOV bypass | one level under LP Drum | FGPH | VENT VALVE | no data | BFW IP | PD-020A | CLOSED | OPEN | Water | 0.75" | no data
01-VBFW570 | To Gas performance heater MOV bypass | one level under LP Drum | FGPH | ISOLATION TO CRH LETDOWN ATTEMPERATORS | no data | BFW IP | PD-124A | OPEN | CLOSED | Water | 1" | no data
01-VBFW571 | To Gas performance heater MOV bypass | one level under LP Drum | FGPH | ISOLATION TO CRH LETDOWN ATTEMPERATORS | no data | BFW IP | PD-124A | OPEN | CLOSED | Water | 1" | no data
01-VBFW572 | To Gas performance heater MOV bypass | one level under LP Drum | FGPH | DRAIN VALVE | no data | BFW IP | PD-124A | CLOSED | OPEN | Water | 0.75" | no data
01-VBFW573 | To Gas performance heater MOV bypass | one level under LP Drum | FGPH | DRAIN VALVE | no data | BFW IP | PD-124A | CLOSED | OPEN | Water | 0.75" | no data
01-VBFW574 | To Gas performance heater MOV bypass | one level under LP Drum | FGPH | ISOLATION TO HRH TA SPRAY | no data | BFW IP | PD-062A | OPEN | CLOSED | Water | 3" | no data
01-VBFW575 | To Gas performance heater MOV bypass | one level under LP Drum | FGPH | ISOLATION TO HRH TA SPRAY | no data | BFW IP | PD-062A | OPEN | CLOSED | Water | 3" | no data
01-VBFW576 | To Gas performance heater MOV bypass | one level under LP Drum | FGPH | DRAIN VALVE | no data | BFW IP | PD-062A | CLOSED | CLOSED | Water | 0.75" | no data
01-VBFW577 | To Gas performance heater MOV bypass | one level under LP Drum | FGPH | DRAIN VALVE | no data | BFW IP | PD-062A | CLOSED | CLOSED | Water | 0.75" | no data
01-VBFW578 | Vent after startap heater | FGPH | FGPH | VENT VALVE | no data | BFW IP | PD-064A | CLOSED | OPEN | Water | 0.75" | no data
01-VBFW579 | Vent after startap heater | FGPH | FGPH | VENT VALVE | no data | BFW IP | PD-064A | CLOSED | OPEN | Water | 0.75" | no data
01-VBFW600 | Gas performance heater to receiver tank vent | CRT | FGPH | VENT VALVE | no data | BFW IP | PD-064A | CLOSED | OPEN | Water | 0.75" | no data
01-VBFW601 | Gas performance heater to receiver tank vent | CRT | FGPH | VENT VALVE | no data | BFW IP | PD-064A | CLOSED | OPEN | Water | 0.75" | no data
01-VBFW602 | Drain after Gas performance heater | FGPH | FGPH | DRAIN VALVE | no data | BFW IP | PD-064A | CLOSED | OPEN | Water | 0.75" | no data
01-VBFW603 | Drain after Gas performance heater | FGPH | FGPH | DRAIN VALVE | no data | BFW IP | PD-064A | CLOSED | OPEN | Water | 0.75" | no data
01-VBFW604 | To Gas performance heater MOV bypass | one level under LP Drum | FGPH | VENT VALVE | no data | BFW IP | PD-061A | CLOSED | OPEN | Water | 0.75" | no data
01-VBFW605 | To Gas performance heater MOV bypass | one level under LP Drum | FGPH | VENT VALVE | no data | BFW IP | PD-061A | CLOSED | OPEN | Water | 0.75" | no data
01-VBFW606 | To Gas performance heater MOV bypass | one level under LP Drum | FGPH | VENT VALVE | no data | BFW IP | PD-061A | CLOSED | OPEN | Water | 0.75" | no data
01-VBFW607 | To Gas performance heater MOV bypass | one level under LP Drum | FGPH | VENT VALVE | no data | BFW IP | PD-061A | CLOSED | OPEN | Water | 0.75" | no data
01-VBFW608 | To Gas performance heater MOV bypass | one level under LP Drum | FGPH | VENT VALVE | no data | BFW IP | PD-061A | CLOSED | OPEN | Water | 0.75" | no data
01-VBFW609 | To Gas performance heater MOV bypass | one level under LP Drum | FGPH | VENT VALVE | no data | BFW IP | PD-061A | CLOSED | OPEN | Water | 0.75" | no data
01-VBFW610 | To Gas performance heater MOV bypass | one level under LP Drum | FGPH | DRAIN VALVE | no data | BFW IP | PD-063A | OPEN | CLOSED | Water | 0.75" | no data
01-VBFW611 | To Gas performance heater MOV bypass | one level under LP Drum | FGPH | DRAIN VALVE | no data | BFW IP | PD-063A | CLOSED | OPEN | Water | 0.75" | no data
01-VBFW612 | To Gas performance heater MOV bypass | one level under LP Drum | FGPH | VENT VALVE | no data | BFW IP | PD-020A | CLOSED | OPEN | Water | 0.75" | no data
01-VBFW613 | To Gas performance heater MOV bypass | one level under LP Drum | FGPH | VENT VALVE | no data | BFW IP | PD-020A | CLOSED | OPEN | Water | 0.75" | no data
01-VBFW614 | To Gas performance heater MOV bypass | one level under LP Drum | FGPH | VENT VALVE | no data | BFW IP | PD-063A | CLOSED | OPEN | Water | 0.75" | no data
01-VBFW615 | To Gas performance heater MOV bypass | one level under LP Drum | FGPH | VENT VALVE | no data | BFW IP | PD-063A | CLOSED | OPEN | Water | 0.75" | no data
01-VBFW616 | Gas performance heater drain | FGPH | FGPH | DRAIN VALVE | no data | BFW IP | PD-064A | CLOSED | OPEN | Water | 0.75" | no data
01-VBFW617 | Gas performance heater drain | FGPH | FGPH | DRAIN VALVE | no data | BFW IP | PD-064A | CLOSED | OPEN | Water | 0.75" | no data
01-VBFW618 | To Gas performance heater MOV bypass | one level under LP Drum | FGPH | VENT VALVE | no data | BFW IP | PD-034A | CLOSED | OPEN | Water | 0.75" | no data
01-VBFW619 | To Gas performance heater MOV bypass | one level under LP Drum | FGPH | VENT VALVE | no data | BFW IP | PD-034A | CLOSED | OPEN | Water | 0.75" | no data
01-VBFW622 | To Gas performance heater MOV bypass | one level under LP Drum | FGPH | VENT VALVE | no data | BFW IP | PD-124A | CLOSED | OPEN | Water | 0.75" | no data
01-VBFW623 | To Gas performance heater MOV bypass | one level under LP Drum | FGPH | VENT VALVE | no data | BFW IP | PD-124A | CLOSED | OPEN | Water | 0.75" | no data
01-VBFW624 | To Gas performance heater MOV bypass | one level under LP Drum | FGPH | VENT VALVE | no data | BFW IP | PD-124A | CLOSED | OPEN | Water | 0.75" | no data
TagNumber | no data | no data | no data | Description | no data | System | P&ID | no data | no data | Working Fluid | Size (in) | no data
01-VBFW625 | To Gas performance heater MOV bypass | one level under LP Drum | FGPH | VENT VALVE | no data | BFW IP | PD-124A | CLOSED | OPEN | Water | 0.75" | no data
01-VBFW626 | To Gas performance heater MOV bypass | one level under LP Drum | FGPH | DRAIN VALVE | no data | BFW IP | PD-124A | CLOSED | OPEN | Water | 0.75" | no data
01-VBFW627 | To Gas performance heater MOV bypass | one level under LP Drum | FGPH | DRAIN VALVE | no data | BFW IP | PD-124A | CLOSED | OPEN | Water | 0.75" | no data
01-VBFW628 | To Gas performance heater MOV bypass | one level under LP Drum | FGPH | DRAIN VALVE | no data | BFW IP | PD-124A | CLOSED | OPEN | Water | 0.75" | no data
01-VBFW629 | To Gas performance heater MOV bypass | one level under LP Drum | FGPH | DRAIN VALVE | no data | BFW IP | PD-124A | CLOSED | OPEN | Water | 0.75" | no data
01-VBFW630 | To Gas performance heater MOV bypass | one level under LP Drum | FGPH | INSTRUMENT | no data | BFW IP | PD-064A | OPEN | CLOSED | Water | 0.75" | no data
01-VBFW631 | To Gas performance heater MOV bypass | one level under LP Drum | FGPH | INSTRUMENT ISOLATION | no data | BFW IP | PD-064A | OPEN | CLOSED | Water | 0.75" | no data
01-VBFW700 | To Gas performance heater MOV bypass | one level under LP Drum | FGPH | INSTRUMENT ISOLATION | no data | BFW IP | PD-063A | CLOSED | OPEN | Water | 0.75" | no data
01-VBFW701 | To Gas performance heater MOV bypass | one level under LP Drum | FGPH | INSTRUMENT ISOLATION | no data | BFW IP | PD-063A | CLOSED | OPEN | Water | 0.75" | no data
01-VBFW922 | To Gas performance heater MOV bypass | one level under LP Drum | FGPH | CTA COOLER BFW OUTLET RECIRC CV ISOLATION | no data | BFW IP | PD-063A | OPEN | CLOSED | Water | 6" | no data
01-VBFW923 | To Gas performance heater MOV bypass | one level under LP Drum | FGPH | STRAINER VENT | no data | BFW IP | PD-063A | CLOSED | OPEN | Water | 0.75" | no data
01-VBFW924 | To Gas performance heater MOV bypass | one level under LP Drum | FGPH | INSTRUMENT ISOLATION | no data | BFW IP | PD-063A | OPEN | CLOSED | Water | 0.75" | no data
01-VBFW925 | To Gas performance heater MOV bypass | one level under LP Drum | FGPH | INSTRUMENT ISOLATION | no data | BFW IP | PD-063A | OPEN | CLOSED | Water | 0.75" | no data
01-VBFW926 | To Gas performance heater MOV bypass | one level under LP Drum | FGPH | INSTRUMENT ISOLATION | no data | BFW IP | PD-063A | OPEN | CLOSED | Water | 0.75" | no data
01-VBFW927 | To Gas performance heater MOV bypass | one level under LP Drum | FGPH | INSTRUMENT ISOLATION | no data | BFW IP | PD-063A | OPEN | CLOSED | Water | 0.75" | no data
01-VBFW928 | To Gas performance heater MOV bypass | one level under LP Drum | FGPH | INSTRUMENT ISOLATION | no data | BFW IP | PD-063A | OPEN | CLOSED | Water | 0.75" | no data
01-VBFW929 | To Gas performance heater MOV bypass | one level under LP Drum | FGPH | INSTRUMENT ISOLATION | no data | BFW IP | PD-063A | OPEN | CLOSED | Water | 0.75" | no data
01-VBFW933 | To Gas performance heater MOV bypass | one level under LP Drum | FGPH | INSTRUMENT ISOLATION | no data | BFW IP | PD-064A | OPEN | CLOSED | Water | 0.75" | no data
01-VBFW934 | To Gas performance heater MOV bypass | one level under LP Drum | FGPH | INSTRUMENT ISOLATION | no data | BFW IP | PD-064A | OPEN | CLOSED | Water | 0.75" | no data
01-VBFW935 | To Gas performance heater MOV bypass | one level under LP Drum | FGPH | INSTRUMENT ISOLATION | no data | BFW IP | PD-064A | OPEN | CLOSED | Water | 0.75" | no data
01-VBFW936 | To Gas performance heater MOV bypass | one level under LP Drum | FGPH | INSTRUMENT ISOLATION | no data | BFW IP | PD-064A | OPEN | CLOSED | Water | 0.75" | no data
01-VCCF104 | UNIT 1 ENCLOSURE CONTAINMENT DRAIN ISOLATION VALVE | UNIT 1 CHEM SHACK AREA EAST SIDE | no data | UNIT 1 ENCLOSURE CONTAINMENT DRAIN ISOLATION VALVE | no data | CCF | PD-520A | CLOSED | OPEN | 19% Aqueous Ammonia and | 2" | no data
01-VCCF105 | UNIT 1 CONDENSATE AMMONIA FEED ISOLATION VALVE | UNIT 1 PIPE RACK 1ST LEVEL MIDDLE | no data | UNIT 1 CONDENSATE AMMONIA FEED ISOLATION VALVE | no data | CCF | PD-053A | OPEN | CLOSED | 19% Aqueous Ammonia | 0.375" | no data
01-VCCW100 | ACHE OUTLET PI 219 ISOLATION | UNIT 1 ACHE AREA EAST SIDE | no data | INSTRUMENTATION | no data | CCW | PD-271A | OPEN | CLOSED | WATER/GLYCOL | 0.75" | no data
01-VCCW101 | ACHE OUTLET PI 229 ISOLATION | UNIT 1 ACHE AREA EAST SIDE | no data | INSTRUMENTATION | no data | CCW | PD-271A | OPEN | CLOSED | WATER/GLYCOL | 0.75" | no data
01-VCCW102 | HEAD TANK TO PUMP SUCTION ISOLATION | UNIT 1 DUCT BURNER SKID AREA | no data | HEAD TANK TO PUMP SUCTION ISOLATION | no data | CCW | PD-270A | OPEN | CLOSED | WATER/GLYCOL | 2" | no data
01-VCCW103 | CCW HEAD TANK DRAIN | UNIT 1 CCW HEAD TANK AREA | no data | CCW HEAD TANK DRAIN | no data | CCW | PD-270A | CLOSED | OPEN | WATER/GLYCOL | 2" | no data
01-VCCW104 | CCW PMP B SUCTION STRAINER PDIT ISOLATION | UNIT 1 CCW PUMP AREA | no data | INSTRUMENTATION | no data | CCW | PD-270A | OPEN | CLOSED | WATER/GLYCOL | 0.75" | no data
01-VCCW105 | ACHE OUTLET ISOLATION/THROTTLING | UNIT 1 ACHE AREA EAST SIDE | no data | ACHE OUTLET ISOLATION/THROTTLING | no data | CCW | PD-271A | OPEN | CLOSED | WATER/GLYCOL | 12" | no data
01-VCCW106 | PUMP "B" SUCTION ISOLATION | UNIT 1 CCW PUMP AREA | no data | PUMP SUCTION ISOLATION | no data | CCW | PD-270A | OPEN | CLOSED | WATER/GLYCOL | 24" | no data
01-VCCW107 | PUMP "B" DISCHARGE ISOLATION | UNIT 1 CCW PUMP AREA | no data | PUMP DISCHARGE ISOLATION | no data | CCW | PD-270A | OPEN | CLOSED | WATER/GLYCOL | 24" | no data
01-VCCW108 | ACHE OUTLET ISOLATION/THROTTLING | UNIT 1 ACHE AREA EAST SIDE | no data | ACHE OUTLET ISOLATION/THROTTLING | no data | CCW | PD-271A | OPEN | CLOSED | WATER/GLYCOL | 12" | no data
01-VCCW109 | PUMP "A" DISCHARGE ISOLATION | UNIT 1 CCW PUMP AREA | no data | PUMP DISCHARGE ISOLATION | no data | CCW | PD-270A | OPEN | CLOSED | WATER/GLYCOL | 24" | no data
01-VCCW110 | ACHE INLET VENT VALVE | UNIT 1 ACHE AREA EAST SIDE | no data | VENT | no data | CCW | PD-271A | CLOSED | OPEN | WATER/GLYCOL | 0.75" | no data
01-VCCW111 | CCW PMP "B" VENT | UNIT 1 CCW PUMP AREA | no data | VENT | no data | CCW | PD-270A | CLOSED | OPEN | WATER/GLYCOL | 0.75" | no data
01-VCCW112 | CCW PMP "A" VENT | UNIT 1 CCW PUMP AREA | no data | VENT | no data | CCW | PD-270A | CLOSED | OPEN | WATER/GLYCOL | 0.75" | no data
01-VCCW113 | DRAIN | UNIT 1 CCW PUMP AREA | no data | DRAIN | no data | CCW | PD-270A | CLOSED | OPEN | WATER/GLYCOL | 0.75" | no data
01-VCCW114 | POT FEEDER INLET ISOLATION | UNIT 1 CCW PUMP AREA | no data | POT FEEDER INLET ISOLATION | no data | CCW | PD-270A | OPEN | CLOSED | WATER/GLYCOL | 2" | no data
01-VCCW115 | CCW PMP B SUCTION STRAINER PDIT ISOLATION | UNIT 1 CCW PUMP AREA | no data | INSTRUMENTATION | no data | CCW | PD-270A | OPEN | CLOSED | WATER/GLYCOL | 0.75" | no data
01-VCCW116 | BFP "A" CCW INLET PI 301 ISOLATION | UNIT 1 BOILER FEED A AREA | no data | INSTRUMENTATION | no data | CCW | PD-272A | OPEN | CLOSED | WATER/GLYCOL | 0.75" | no data
01-VCCW117 | CCW PMP "A" DRAIN | UNIT 1 CCW PUMP AREA | no data | DRAIN | no data | CCW | PD-270A | CLOSED | OPEN | WATER/GLYCOL | 0.75" | no data
01-VCCW118 | PUMP DISCHARGE CHECK | UNIT 1 CCW PUMP AREA | no data | PUMP DISCHARGE CHECK | no data | CCW | PD-270A | OPEN | CLOSED | WATER/GLYCOL | 24" | no data
01-VCCW119 | INSTRUMENTATION | UNIT 1 CCW PUMP AREA | no data | INSTRUMENTATION | no data | CCW | PD-270A | OPEN | CLOSED | WATER/GLYCOL | 0.75" | no data
01-VCCW120 | ACHE INLET ISOLATION | UNIT 1 ACHE AREA EAST SIDE | no data | ACHE INLET ISOLATION | no data | CCW | PD-271A | OPEN | CLOSED | WATER/GLYCOL | 12" | no data
01-VCCW121 | PUMP "A" SUCTION ISOLATION | UNIT 1 CCW PUMP AREA | no data | PUMP SUCTION ISOLATION | no data | CCW | PD-270A | OPEN | CLOSED | WATER/GLYCOL | 24" | no data
01-VCCW122 | INSTRUMENTATION | UNIT 1 CCW PUMP AREA | no data | INSTRUMENTATION | no data | CCW | PD-270A | OPEN | CLOSED | WATER/GLYCOL | 0.75" | no data
01-VCCW123 | ACHE INLET ISOLATION | UNIT 1 ACHE AREA EAST SIDE | no data | ACHE INLET ISOLATION | no data | CCW | PD-271A | OPEN | CLOSED | WATER/GLYCOL | 12" | no data
01-VCCW124 | ACHE INLET VENT VALVE | UNIT 1 ACHE AREA EAST SIDE | no data | VENT | no data | CCW | PD-271A | CLOSED | OPEN | WATER/GLYCOL | 0.75" | no data
01-VCCW125 | ACHE OUTLET ISOLATION/THROTTLING | UNIT 1 ACHE AREA EAST SIDE | no data | ACHE OUTLET ISOLATION/THROTTLING | no data | CCW | PD-271A | OPEN | CLOSED | WATER/GLYCOL | 12" | no data
01-VCCW126 | BYPASS FOR ACHE BYPASS CV | UNIT 1 CCW PUMP AREA | no data | BYPASS FOR ACHE BYPASS CV | no data | CCW | PD-270A | CLOSED | CLOSED | WATER/GLYCOL | 24" | no data
01-VCCW127 | PUMP DISCHARGE CHECK | UNIT 1 CCW PUMP AREA | no data | PUMP DISCHARGE CHECK | no data | CCW | PD-270A | OPEN | CLOSED | WATER/GLYCOL | 24" | no data
01-VCCW128 | ECA COMPRESSOR CCW INLET PI 501 ISO | UNIT 1 ECA COMPRESSOR EAST SIDE AREA | no data | INSTRUMENTATION | no data | CCW | PD-275A | OPEN | CLOSED | WATER/GLYCOL | 0.75" | no data
01-VCCW129 | ACHE INLET HEADER ISOLATION | UNIT 1 ACHE AREA EAST SIDE | no data | ACHE INLET HEADER ISOLATION | no data | CCW | PD-271A | OPEN | CLOSED | WATER/GLYCOL | 24" | no data
01-VCCW130 | CCW HEAD TANK LIT 101 ISOLATION | UNIT 1 CCW HEAD TANK AREA | no data | INSTRUMENTATION | no data | CCW | PD-270A | OPEN | CLOSED | WATER/GLYCOL | 2" | no data
01-VCCW131 | CCW PMP "B" DISCHARGE PIT 131 ISOLATION | UNIT 1 CCW PUMP AREA | no data | INSTRUMENTATION | no data | CCW | PD-270A | OPEN | CLOSED | WATER/GLYCOL | 0.75" | no data
01-VCCW132 | CCW PMP "A" SUCTION STRAINER DRAIN | UNIT 1 CCW PUMP AREA | no data | DRAIN | no data | CCW | PD-270A | CLOSED | OPEN | WATER/GLYCOL | 2" | no data
01-VCCW133 | POT FEEDER OUTLET ISOLATION/THROTTLING | UNIT 1 CCW PUMP AREA | no data | POT FEEDER OUTLET ISOLATION/THROTTLING | no data | CCW | PD-270A | CLOSED | OPEN | WATER/GLYCOL | 2" | no data
01-VCCW134 | CCW PMP "A" DISCHARGE DRAIN | UNIT 1 CCW PUMP AREA | no data | DRAIN | no data | CCW | PD-270A | CLOSED | OPEN | WATER/GLYCOL | 0.75" | no data
01-VCCW135 | CCW PMP "A" DISCHARGE PIT 171 ISOLATION | UNIT 1 CCW PUMP AREA | no data | INSTRUMENTATION | no data | CCW | PD-270A | OPEN | CLOSED | WATER/GLYCOL | 0.75" | no data
01-VCCW136 | CCW PMP "A" DISCHARGE VENT | UNIT 1 CCW PUMP AREA | no data | VENT | no data | CCW | PD-270A | CLOSED | OPEN | WATER/GLYCOL | 0.75" | no data
01-VCCW137 | CCW PMP "A" SUCTION STRAINER PDIT 151 ISOLATION | UNIT 1 CCW PUMP AREA | no data | INSTRUMENTATION | no data | CCW | PD-270A | OPEN | CLOSED | WATER/GLYCOL | 0.75" | no data
01-VCCW138 | CCW PMP "A" SUCTION STRAINER PDIT 151 ISOLATION | UNIT 1 CCW PUMP AREA | no data | INSTRUMENTATION | no data | CCW | PD-270A | OPEN | CLOSED | WATER/GLYCOL | 0.75" | no data
01-VCCW139 | CCW PMP "A" DRAIN | UNIT 1 CCW PUMP AREA | no data | DRAIN | no data | CCW | PD-270A | CLOSED | OPEN | WATER/GLYCOL | 0.75" | no data
01-VCCW140 | ACHE BYPASS LINE DRAIN | UNIT 1 CCW PUMP AREA | no data | DRAIN | no data | CCW | PD-270A | CLOSED | OPEN | WATER/GLYCOL | 0.75" | no data
TagNumber | no data | no data | no data | Description | no data | System | P&ID | no data | no data | Working Fluid | Size (in) | no data
01-VCCW141 | CCW PMP "B" DRAIN | UNIT 1 CCW PUMP AREA | no data | DRAIN | no data | CCW | PD-270A | CLOSED | OPEN | WATER/GLYCOL | 0.75" | no data
01-VCCW142 | POT FEEDER OUTLET ISOLATION/THROTTLING | UNIT 1 CCW PUMP AREA | no data | POT FEEDER OUTLET ISOLATION/THROTTLING | no data | CCW | PD-270A | CLOSED | OPEN | WATER/GLYCOL | 0.75" | no data
01-VCCW143 | ACHE INLET VENT VALVE | UNIT 1 ACHE AREA EAST SIDE | no data | VENT | no data | CCW | PD-271A | CLOSED | OPEN | WATER/GLYCOL | 0.75" | no data
01-VCCW144 | ACHE INLET ISOLATION | UNIT 1 ACHE AREA EAST SIDE | no data | ACHE INLET ISOLATION | no data | CCW | PD-271A | OPEN | CLOSED | WATER/GLYCOL | 12" | no data
01-VCCW145 | ACHE INLET ISOLATION | UNIT 1 ACHE AREA EAST SIDE | no data | ACHE INLET ISOLATION | no data | CCW | PD-271A | OPEN | CLOSED | WATER/GLYCOL | 12" | no data
01-VCCW146 | ACHE INLET VENT VALVE | UNIT 1 ACHE AREA EAST SIDE | no data | VENT | no data | CCW | PD-271A | CLOSED | OPEN | WATER/GLYCOL | 0.75" | no data
01-VCCW147 | CTG CONTROL OIL COOLER CCW OUTLET VENT | UNIT 1 CONTROL OIL AREA | no data | VENT | no data | CCW | PD-275A | CLOSED | OPEN | WATER/GLYCOL | 0.75" | no data
01-VCCW148 | ACHE BYPASS TCV ISOLATION | UNIT 1 ACHE AREA EAST SIDE | no data | ACHE BYPASS CV ISOLATION | no data | CCW | PD-270A | OPEN | CLOSED | WATER/GLYCOL | 24" | no data
01-VCCW149 | ACHE BYPASS TCV ISOLATION | UNIT 1 ACHE AREA EAST SIDE | no data | ACHE BYPASS CV ISOLATION | no data | CCW | PD-270A | OPEN | CLOSED | WATER/GLYCOL | 24" | no data
01-VCCW150 | ACHE INLET VENT VALVE | UNIT 1 ACHE AREA EAST SIDE | no data | VENT | no data | CCW | PD-271A | CLOSED | OPEN | WATER/GLYCOL | 0.75" | no data
01-VCCW151 | CCW PMP "B" DRAIN | UNIT 1 CCW PUMP AREA | no data | DRAIN | no data | CCW | PD-270A | CLOSED | OPEN | WATER/GLYCOL | 0.75" | no data
01-VCCW152 | CCW PMP "B" SUCTION STRAINER DRAIN | UNIT 1 CCW PUMP AREA | no data | DRAIN | no data | CCW | PD-270A | CLOSED | OPEN | WATER/GLYCOL | 2" | no data
01-VCCW153 | RECIRC CV ISOLATION | UNIT 1 CCW PUMP AREA | no data | SYSTEM BALANCING CV ISOLATION | no data | CCW | PD-270A | OPEN | CLOSED | WATER/GLYCOL | 16" | no data
01-VCCW154 | RECIRC CV ISOLATION | UNIT 1 CCW PUMP AREA | no data | SYSTEM BALANCING CV ISOLATION | no data | CCW | PD-270A | OPEN | CLOSED | WATER/GLYCOL | 16" | no data
01-VCCW155 | RECIRC CV BYPASS | UNIT 1 CCW PUMP AREA | no data | SYSTEM BALANCING CV BYPASS | no data | CCW | PD-270A | OPEN | CLOSED | WATER/GLYCOL | 10" | no data
01-VCCW156 | RECIRC LINE DRAIN | UNIT 1 CCW PUMP AREA | no data | DRAIN | no data | CCW | PD-270A | CLOSED | OPEN | WATER/GLYCOL | 0.75" | no data
01-VCCW157 | ACHE OUTLET PI 239 ISOLATION | UNIT 1 ACHE AREA EAST SIDE | no data | INSTRUMENTATION | no data | CCW | PD-271A | OPEN | CLOSED | WATER/GLYCOL | 0.75" | no data
01-VCCW158 | CCW PMP "B" SUCTION STRAINER VENT | UNIT 1 CCW PUMP AREA | no data | VENT | no data | CCW | PD-270A | CLOSED | OPEN | WATER/GLYCOL | 0.75" | no data
01-VCCW159 | CCW PMP "A" SUCTION STRAINER VENT | UNIT 1 CCW PUMP AREA | no data | VENT | no data | CCW | PD-270A | CLOSED | OPEN | WATER/GLYCOL | 0.75" | no data
01-VCCW160 | ACHE INLET ISOLATION | UNIT 1 ACHE AREA EAST SIDE | no data | ACHE INLET ISOLATION | no data | CCW | PD-271A | OPEN | CLOSED | WATER/GLYCOL | 12" | no data
01-VCCW161 | CTG CONTROL OIL COOLER CCW INLET VENT | UNIT 1 CONTROL OIL AREA | no data | VENT | no data | CCW | PD-275A | CLOSED | OPEN | WATER/GLYCOL | 0.75" | no data
01-VCCW162 | CTG CONTROL OIL COOLER CCW INLET PI 541 ISO | UNIT 1 CONTROL OIL AREA | no data | INSTRUMENTATION | no data | CCW | PD-275A | OPEN | CLOSED | WATER/GLYCOL | 0.75" | no data
01-VCCW163 | ECA COMPRESSOR "B" CCW OUTLET PI 537 ISO | UNIT 1 ECA COMPRESSOR EAST SIDE AREA | no data | INSTRUMENTATION | no data | CCW | PD-275A | OPEN | CLOSED | WATER/GLYCOL | 0.75" | no data
01-VCCW164 | BFP "A" COOLER INLET VENT | UNIT 1 BOILER FEED A AREA | no data | VENT | no data | CCW | PD-272A | CLOSED | OPEN | WATER/GLYCOL | 0.75" | no data
01-VCCW165 | CTG CONTROL OIL COOLER CCW OUTLET DRAIN | UNIT 1 CONTROL OIL AREA | no data | DRAIN | no data | CCW | PD-275A | CLOSED | OPEN | WATER/GLYCOL | 0.75" | no data
01-VCCW166 | ECA COMPRESSOR "B" CCW INLET PI 521 ISO | UNIT 1 ECA COMPRESSOR EAST SIDE AREA | no data | INSTRUMENTATION | no data | CCW | PD-275A | OPEN | CLOSED | WATER/GLYCOL | 0.75" | no data
01-VCCW167 | ACHE OUTLET ISOLATION/THROTTLING | UNIT 1 ACHE AREA EAST SIDE | no data | ACHE OUTLET ISOLATION/THROTTLING | no data | CCW | PD-271A | OPEN | CLOSED | WATER/GLYCOL | 12" | no data
01-VCCW168 | SAMPLE PANEL COOLER INLET DRAIN | UNIT 1 CHEM SHACK AREA WEST SIDE | no data | DRAIN | no data | CCW | PD-272A | CLOSED | OPEN | WATER/GLYCOL | 0.75" | no data
01-VCCW169 | CTG CONTROL OIL COOLER CCW OUTLET PI 557 ISO | UNIT 1 CONTROL OIL AREA | no data | INSTRUMENTATION | no data | CCW | PD-275A | OPEN | CLOSED | WATER/GLYCOL | 0.75" | no data
01-VCCW170 | ACHE OUTLET ISOLATION/THROTTLING | UNIT 1 ACHE AREA EAST SIDE | no data | ACHE OUTLET ISOLATION/THROTTLING | no data | CCW | PD-271A | OPEN | CLOSED | WATER/GLYCOL | 12" | no data
01-VCCW171 | ACHE OUTLET PIT 271 ISOLATION | UNIT 1 ACHE AREA EAST SIDE | no data | INSTRUMENTATION | no data | CCW | PD-271A | OPEN | CLOSED | WATER/GLYCOL | 0.75" | no data
01-VCCW172 | BFP "A" SUPPLY ISOLATION | UNIT 1 BOILER FEED A AREA | no data | BFP SUPPLY ISOLATION | no data | CCW | PD-272A | OPEN | CLOSED | WATER/GLYCOL | 3" | no data
01-VCCW173 | SAMPLE PANEL COOLER OUTLET PI 357 ISO | UNIT 1 SAMPLE PANEL BUILDING OUTSIDE | no data | INSTRUMENTATION | no data | CCW | PD-272A | OPEN | CLOSED | WATER/GLYCOL | 0.75" | no data
01-VCCW174 | ACHE OUTLET PI 249 ISOLATION | UNIT 1 ACHE AREA EAST SIDE | no data | INSTRUMENTATION | no data | CCW | PD-271A | OPEN | CLOSED | WATER/GLYCOL | 0.75" | no data
01-VCCW175 | SAMPLE PANEL FLOW THROTTLING | UNIT 1 SAMPLE PANEL BUILDING OUTSIDE | no data | SAMPLE PANEL FLOW THROTTLING | no data | CCW | PD-272A | OPEN | CLOSED | WATER/GLYCOL | 4" | no data
01-VCCW176 | BFP "B" COOLER OUTLET VENT | UNIT 1 BOILER FEED B AREA | no data | VENT | no data | CCW | PD-272A | CLOSED | OPEN | WATER/GLYCOL | 0.75" | no data
01-VCCW177 | BFP "B" SUPPLY ISOLATION | UNIT 1 BOILER FEED B AREA | no data | BFP SUPPLY ISOLATION | no data | CCW | PD-272A | OPEN | CLOSED | WATER/GLYCOL | 3" | no data
01-VCCW178 | BFP "B" COOLER INLET DRAIN | UNIT 1 BOILER FEED B AREA | no data | DRAIN | no data | CCW | PD-272A | CLOSED | OPEN | WATER/GLYCOL | 0.75" | no data
01-VCCW179 | BFP "A" COOLER OUTLET PI 371 ISO | UNIT 1 BOILER FEED A AREA | no data | INSTRUMENTATION | no data | CCW | PD-272A | OPEN | CLOSED | WATER/GLYCOL | 0.75" | no data
01-VCCW180 | BFP "B" COOLER OUTLET PI 337 ISO | UNIT 1 BOILER FEED B AREA | no data | INSTRUMENTATION | no data | CCW | PD-272A | OPEN | CLOSED | WATER/GLYCOL | 0.75" | no data
01-VCCW181 | BFP "A" FLOW THROTTLING | UNIT 1 BOILER FEED B AREA | no data | BFP FLOW THROTTLING | no data | CCW | PD-272A | OPEN | CLOSED | WATER/GLYCOL | 3" | no data
01-VCCW182 | BFP "B" FLOW THROTTLING | UNIT 1 BOILER FEED B AREA | no data | BFP FLOW THROTTLING | no data | CCW | PD-272A | OPEN | CLOSED | WATER/GLYCOL | 3" | no data
01-VCCW183 | SAMPLE PANEL SUPPLY ISOLATION | UNIT 1 SAMPLE PANEL BUILDING OUTSIDE | no data | SAMPLE PANEL SUPPLY ISOLATION | no data | CCW | PD-272A | OPEN | CLOSED | WATER/GLYCOL | 4" | no data
01-VCCW184 | SAMPLE PANEL COOLER OUTLET VENT | UNIT 1 SAMPLE PANEL BUILDING OUTSIDE | no data | VENT | no data | CCW | PD-272A | CLOSED | OPEN | WATER/GLYCOL | 0.75" | no data
01-VCCW185 | TCU RETURN ISOLATION | UNIT 1 SAMPLE PANEL BUILDING OUTSIDE | no data | TCU RETURN ISOLATION | no data | CCW | PD-272A | OPEN | CLOSED | WATER/GLYCOL | 3" | no data
01-VCCW186 | TCU SUPPLY ISOLATION | UNIT 1 SAMPLE PANEL BUILDING OUTSIDE | no data | TCU SUPPLY ISOLATION | no data | CCW | PD-272A | OPEN | CLOSED | WATER/GLYCOL | 3" | no data
01-VCCW187 | SAMPLE PANEL COOLER INLET PI 341 ISO | UNIT 1 SAMPLE PANEL BUILDING OUTSIDE | no data | INSTRUMENTATION | no data | CCW | PD-272A | OPEN | CLOSED | WATER/GLYCOL | 0.75" | no data
01-VCCW188 | BFP "A" COOLER INLET DRAIN | UNIT 1 BOILER FEED A AREA | no data | DRAIN | no data | CCW | PD-272A | CLOSED | OPEN | WATER/GLYCOL | 0.75" | no data
01-VCCW189 | BFP "A" COOLER OUTLET VENT | UNIT 1 BOILER FEED A AREA | no data | VENT | no data | CCW | PD-272A | CLOSED | OPEN | WATER/GLYCOL | 0.75" | no data
01-VCCW190 | CCW HEAD TANK LG ISOLATION | UNIT 1 CCW HEAD TANK AREA | no data | INSTRUMENTATION | no data | CCW | PD-270A | OPEN | CLOSED | WATER/GLYCOL | 2" | no data
01-VCCW191 | CCW HEAD TANK LG ISOLATION | UNIT 1 CCW HEAD TANK AREA | no data | INSTRUMENTATION | no data | CCW | PD-270A | OPEN | CLOSED | WATER/GLYCOL | 2" | no data
01-VCCW192 | RECIRC LINE VENT | UNIT 1 CCW PUMP AREA | no data | VENT | no data | CCW | PD-270A | CLOSED | OPEN | WATER/GLYCOL | 0.75" | no data
01-VCCW193 | ACHE BYPASS LINE VENT | UNIT 1 CCW PUMP AREA | no data | VENT | no data | CCW | PD-270A | CLOSED | OPEN | WATER/GLYCOL | 0.75" | no data
01-VCCW194 | BFP "B" COOLER INLET VENT | UNIT 1 BOILER FEED B AREA | no data | VENT | no data | CCW | PD-272A | CLOSED | OPEN | WATER/GLYCOL | 0.75" | no data
01-VCCW195 | CTG CONTROL OIL COOLER CCW INLET DRAIN | UNIT 1 CONTROL OIL AREA | no data | DRAIN | no data | CCW | PD-275A | CLOSED | OPEN | WATER/GLYCOL | 0.75" | no data
01-VCCW196 | CCW CHEMICAL FEEDER POT DRAIN | UNIT 1 CCW PUMP AREA | no data | DRAIN | no data | CCW | PD-270A | CLOSED | OPEN | WATER/GLYCOL | 0.75" | no data
01-VCCW200 | CCW PMP "B" VENT | UNIT 1 CCW PUMP AREA | no data | VENT | no data | CCW | PD-270A | CLOSED | OPEN | WATER/GLYCOL | 0.75" | no data
01-VCCW201 | CCW PMP "A" VENT | UNIT 1 CCW PUMP AREA | no data | VENT | no data | CCW | PD-270A | OPEN | OPEN | WATER/GLYCOL | 0.75" | no data
01-VCCW211 | GENERATOR COOLER OUTLET PI 445 ISO | UNIT 1 GENERATOR AREA | no data | INSTRUMENTATION | no data | CCW | PD-274A | OPEN | CLOSED | WATER/GLYCOL | 0.75" | no data
01-VCCW212 | GENERATOR COOLER INLET PI 481 ISO | UNIT 1 GENERATOR AREA | no data | INSTRUMENTATION | no data | CCW | PD-274A | OPEN | CLOSED | WATER/GLYCOL | 0.75" | no data
01-VCCW213 | GENERATOR COOLER OUTLET PI 435 ISO | UNIT 1 GENERATOR AREA | no data | INSTRUMENTATION | no data | CCW | PD-274A | OPEN | CLOSED | WATER/GLYCOL | 0.75" | no data
01-VCCW214 | GENERATOR COOLER OUTLET PI 425 ISO | UNIT 1 GENERATOR AREA | no data | INSTRUMENTATION | no data | CCW | PD-274A | OPEN | CLOSED | WATER/GLYCOL | 0.75" | no data
01-VCCW215 | GENERATOR COOLER OUTLET PI 415 ISO | UNIT 1 GENERATOR AREA | no data | INSTRUMENTATION | no data | CCW | PD-274A | OPEN | CLOSED | WATER/GLYCOL | 0.75" | no data
01-VCCW216 | ACHE OUTLET DRAIN | UNIT 1 ACHE AREA EAST SIDE | no data | DRAIN | no data | CCW | PD-271A | CLOSED | OPEN | WATER/GLYCOL | 0.75" | no data
TagNumber | no data | no data | no data | Description | no data | System | P&ID | no data | no data | Working Fluid | Size (in) | no data
01-VCCW217 | ACHE OUTLET DRAIN | UNIT 1 ACHE AREA EAST SIDE | no data | DRAIN | no data | CCW | PD-271A | CLOSED | OPEN | WATER/GLYCOL | 0.75" | no data
01-VCCW218 | ACHE OUTLET DRAIN | UNIT 1 ACHE AREA EAST SIDE | no data | DRAIN | no data | CCW | PD-271A | CLOSED | OPEN | WATER/GLYCOL | 0.75" | no data
01-VCCW219 | ACHE OUTLET DRAIN | UNIT 1 ACHE AREA EAST SIDE | no data | DRAIN | no data | CCW | PD-271A | CLOSED | OPEN | WATER/GLYCOL | 0.75" | no data
01-VCCW220 | ACHE OUTLET DRAIN | UNIT 1 ACHE AREA EAST SIDE | no data | DRAIN | no data | CCW | PD-271A | CLOSED | OPEN | WATER/GLYCOL | 0.75" | no data
01-VCCW221 | GENERATOR COOLER OUTLET PI 455 ISO | UNIT 1 GENERATOR AREA | no data | INSTRUMENTATION | no data | CCW | PD-274A | OPEN | CLOSED | WATER/GLYCOL | 0.75" | no data
01-VCCW222 | GENERATOR COOLER OUTLET PI 465 ISO | UNIT 1 GENERATOR AREA | no data | INSTRUMENTATION | no data | CCW | PD-274A | OPEN | CLOSED | WATER/GLYCOL | 0.75" | no data
01-VCCW224 | GENERATOR COOLER OUTLET PI 475 ISO | UNIT 1 GENERATOR AREA | no data | INSTRUMENTATION | no data | CCW | PD-274A | OPEN | CLOSED | WATER/GLYCOL | 0.75" | no data
01-VCCW225 | GENERATOR COOLER OUTLET PI 485 ISO | UNIT 1 GENERATOR AREA | no data | INSTRUMENTATION | no data | CCW | PD-274A | OPEN | CLOSED | WATER/GLYCOL | 0.75" | no data
01-VCCW226 | ACHE INLET DRAIN VALVE | UNIT 1 ACHE AREA EAST SIDE | no data | DRAIN | no data | CCW | PD-271A | CLOSED | OPEN | WATER/GLYCOL | 0.75" | no data
01-VCCW227 | ACHE INLET DRAIN VALVE | UNIT 1 ACHE AREA EAST SIDE | no data | DRAIN | no data | CCW | PD-271A | CLOSED | OPEN | WATER/GLYCOL | 0.75" | no data
01-VCCW228 | ACHE INLET DRAIN VALVE | UNIT 1 ACHE AREA EAST SIDE | no data | DRAIN | no data | CCW | PD-271A | CLOSED | OPEN | WATER/GLYCOL | 0.75" | no data
01-VCCW229 | ACHE INLET DRAIN VALVE | UNIT 1 ACHE AREA EAST SIDE | no data | DRAIN | no data | CCW | PD-271A | CLOSED | OPEN | WATER/GLYCOL | 0.75" | no data
01-VCCW230 | ACHE INLET DRAIN VALVE | UNIT 1 ACHE AREA EAST SIDE | no data | DRAIN | no data | CCW | PD-271A | CLOSED | OPEN | WATER/GLYCOL | 0.75" | no data
01-VCCW300 | ACHE OUTLET PI 259 ISOLATION | UNIT 1 ACHE AREA EAST SIDE | no data | INSTRUMENTATION | no data | CCW | PD-271A | OPEN | CLOSED | WATER/GLYCOL | 0.75" | no data
01-VCCW301 | VENT | UNIT 1 CCW LUBE OIL COOLER AREA (NEED LADDER) | no data | VENT | no data | CCW | PD-273A | CLOSED | OPEN | WATER/GLYCOL | 0.75" | no data
01-VCCW302 | VENT | UNIT 1 CCW LUBE OIL COOLER AREA (NEED LADDER) | no data | VENT | no data | CCW | PD-273A | CLOSED | OPEN | WATER/GLYCOL | 0.75" | no data
01-VCCW304 | LUBE OIL MODULE SUPPLY ISOLATION | UNIT 1 CCW LUBE OIL COOLER AREA | no data | LUBE OIL MODULE SUPPLY ISOLATION | no data | CCW | PD-273A | OPEN | CLOSED | WATER/GLYCOL | 14" | no data
01-VCCW305 | LUBE OIL MODULE OUTLET ISOLATION/THROTTLING | UNIT 1 CCW LUBE OIL COOLER AREA | no data | LUBE OIL MODULE OUTLET ISOLATION/THROTTLING | no data | CCW | PD-273A | OPEN | CLOSED | WATER/GLYCOL | 14" | no data
01-VCCW306 | GLYCOL FILL CHECK | UNIT 1 DUCT BURNER AREA | no data | GLYCOL FILL CHECK | no data | CCW | PD-270A | OPEN | CLOSED | WATER/GLYCOL | 2" | no data
01-VCCW307 | LUBE OIL COOLER OUTLET PI 393 ISO | UNIT 1 CCW LUBE OIL COOLER AREA | no data | INSTRUMENTATION | no data | CCW | PD-273A | OPEN | CLOSED | WATER/GLYCOL | 0.75" | no data
01-VCCW308 | LUBE OIL COOLER OUTLET DRAIN | UNIT 1 CCW LUBE OIL COOLER AREA | no data | DRAIN | no data | CCW | PD-273A | CLOSED | OPEN | WATER/GLYCOL | 0.75" | no data
01-VCCW318 | GENERATOR COOLER INLET DRAIN | UNIT 1 GENERATOR AREA | no data | DRAIN | no data | CCW | PD-274A | CLOSED | OPEN | WATER/GLYCOL | 0.75" | no data
01-VCCW319 | GENERATOR COOLER INLET DRAIN | UNIT 1 GENERATOR AREA | no data | DRAIN | no data | CCW | PD-274A | CLOSED | OPEN | WATER/GLYCOL | 0.75" | no data
01-VCCW320 | GENERATOR COOLER SUPPLY ISOLATION | UNIT 1 GENERATOR AREA | no data | GENERATOR COOLER SUPPLY ISOLATION | no data | CCW | PD-274A | OPEN | CLOSED | WATER/GLYCOL | 6" | no data
01-VCCW321 | GENERATOR COOLER INLET PI 411 ISO | UNIT 1 GENERATOR AREA | no data | INSTRUMENTATION | no data | CCW | PD-274A | OPEN | CLOSED | WATER/GLYCOL | 0.75" | no data
01-VCCW322 | DRAIN | UNIT 1 CCW LUBE OIL COOLER AREA | no data | DRAIN | no data | CCW | PD-273A | CLOSED | OPEN | WATER/GLYCOL | 0.75" | no data
01-VCCW323 | INSTRUMENTATION | UNIT 1 CCW LUBE OIL COOLER AREA | no data | INSTRUMENTATION | no data | CCW | PD-273A | OPEN | CLOSED | WATER/GLYCOL | 0.75" | no data
01-VCCW324 | LUBE OIL COOLER INLET DRAIN | UNIT 1 CCW LUBE OIL COOLER AREA | no data | DRAIN | no data | CCW | PD-273A | CLOSED | OPEN | WATER/GLYCOL | 0.75" | no data
01-VCCW325 | LUBE OIL MODULE SUPPLY ISOLATION | UNIT 1 CCW LUBE OIL COOLER AREA | no data | LUBE OIL MODULE SUPPLY ISOLATION | no data | CCW | PD-273A | OPEN | CLOSED | WATER/GLYCOL | 14" | no data
01-VCCW326 | LUBE OIL COOLER INLET DRAIN | UNIT 1 CCW LUBE OIL COOLER AREA | no data | DRAIN | no data | CCW | PD-273A | CLOSED | OPEN | WATER/GLYCOL | 0.75" | no data
01-VCCW327 | LUBE OIL COOLER INLET PI 375 ISO | UNIT 1 CCW LUBE OIL COOLER AREA | no data | INSTRUMENTATION | no data | CCW | PD-273A | OPEN | CLOSED | WATER/GLYCOL | 0.75" | no data
01-VCCW328 | LUBE OIL COOLER INLET VENT | UNIT 1 CCW LUBE OIL COOLER AREA | no data | VENT | no data | CCW | PD-273A | CLOSED | OPEN | WATER/GLYCOL | 0.75" | no data
01-VCCW329 | LUBE OIL COOLER INLET PI 377 ISO | UNIT 1 CCW LUBE OIL COOLER AREA | no data | INSTRUMENTATION | no data | CCW | PD-273A | OPEN | CLOSED | WATER/GLYCOL | 0.75" | no data
01-VCCW330 | GENERATOR COOLER SUPPLY ISOLATION | UNIT 1 GENERATOR AREA | no data | GENERATOR COOLER SUPPLY ISOLATION | no data | CCW | PD-274A | OPEN | CLOSED | WATER/GLYCOL | 6" | no data
01-VCCW331 | ACHE INLET PI ISOLATION | UNIT 1 ACHE AREA EAST SIDE | no data | INSTRUMENTATION | no data | CCW | PD-271A | OPEN | CLOSED | WATER/GLYCOL | 0.75" | no data
01-VCCW332 | GENERATOR COOLER SUPPLY ISOLATION | UNIT 1 GENERATOR AREA | no data | GENERATOR COOLER SUPPLY ISOLATION | no data | CCW | PD-274A | OPEN | CLOSED | WATER/GLYCOL | 6" | no data
01-VCCW333 | ACHE INLET PI ISOLATION | UNIT 1 ACHE AREA EAST SIDE | no data | INSTRUMENTATION | no data | CCW | PD-271A | OPEN | CLOSED | WATER/GLYCOL | 0.75" | no data
01-VCCW334 | GENERATOR COOLER SUPPLY ISOLATION | UNIT 1 GENERATOR AREA | no data | GENERATOR COOLER SUPPLY ISOLATION | no data | CCW | PD-274A | OPEN | CLOSED | WATER/GLYCOL | 6" | no data
01-VCCW335 | ACHE INLET PI ISOLATION | UNIT 1 ACHE AREA EAST SIDE | no data | INSTRUMENTATION | no data | CCW | PD-271A | OPEN | CLOSED | WATER/GLYCOL | 0.75" | no data
01-VCCW336 | GENERATOR COOLER SUPPLY ISOLATION | UNIT 1 GENERATOR AREA | no data | GENERATOR COOLER SUPPLY ISOLATION | no data | CCW | PD-274A | OPEN | CLOSED | WATER/GLYCOL | 6" | no data
01-VCCW337 | ACHE INLET PI ISOLATION | UNIT 1 ACHE AREA EAST SIDE | no data | INSTRUMENTATION | no data | CCW | PD-271A | OPEN | CLOSED | WATER/GLYCOL | 0.75" | no data
01-VCCW338 | GENERATOR COOLER SUPPLY ISOLATION | UNIT 1 GENERATOR AREA | no data | GENERATOR COOLER SUPPLY ISOLATION | no data | CCW | PD-274A | OPEN | CLOSED | WATER/GLYCOL | 6" | no data
01-VCCW339 | ACHE INLET PI ISOLATION | UNIT 1 ACHE AREA EAST SIDE | no data | INSTRUMENTATION | no data | CCW | PD-271A | OPEN | CLOSED | WATER/GLYCOL | 0.75" | no data
01-VCCW340 | LUBE OIL COOLER INLET VENT | UNIT 1 CCW LUBE OIL COOLER AREA | no data | VENT | no data | CCW | PD-273A | CLOSED | OPEN | WATER/GLYCOL | 0.75" | no data
01-VCCW341 | LUBE OIL MODULE OUTLET ISOLATION/THROTTLING | UNIT 1 CCW LUBE OIL COOLER AREA | no data | LUBE OIL MODULE OUTLET ISOLATION/THROTTLING | no data | CCW | PD-273A | OPEN | CLOSED | WATER/GLYCOL | 14" | no data
01-VCCW342 | GENERATOR COOLER SUPPLY ISOLATION | UNIT 1 GENERATOR AREA | no data | GENERATOR COOLER SUPPLY ISOLATION | no data | CCW | PD-274A | OPEN | CLOSED | WATER/GLYCOL | 6" | no data
01-VCCW343 | GENERATOR COOLER INLET PI 471 ISO | UNIT 1 GENERATOR AREA | no data | INSTRUMENTATION | no data | CCW | PD-274A | OPEN | CLOSED | WATER/GLYCOL | 0.75" | no data
01-VCCW344 | GENERATOR COOLER SUPPLY ISOLATION | UNIT 1 GENERATOR AREA | no data | GENERATOR COOLER SUPPLY ISOLATION | no data | CCW | PD-274A | OPEN | CLOSED | WATER/GLYCOL | 6" | no data
01-VCCW345 | GLYCOL FILL ISOLATION | UNIT 1 DUCT BURNER AREA | no data | GLYCOL FILL ISOLATION | no data | CCW | PD-270A | CLOSED | CLOSED | WATER/GLYCOL | 2" | no data
01-VCCW346 | ECA COMPRESSOR RETURN ISOLATION | UNIT 1 ECA COMPRESSOR EAST SIDE AREA | no data | ECA COMPRESSOR RETURN ISOLATION | no data | CCW | PD-275A | OPEN | CLOSED | WATER/GLYCOL | 3" | no data
01-VCCW347 | GENERATOR COOLER RETURN ISOLATION/THROTTLING | UNIT 1 GENERATOR AREA | no data | GENERATOR COOLER RETURN ISOLATION/THROTTLING | no data | CCW | PD-274A | OPEN | CLOSED | WATER/GLYCOL | 6" | no data
01-VCCW348 | GENERATOR COOLER INLET DRAIN | UNIT 1 GENERATOR AREA | no data | DRAIN | no data | CCW | PD-274A | CLOSED | OPEN | WATER/GLYCOL | 0.75" | no data
01-VCCW349 | GENERATOR COOLER RETURN HEADER ISOLATION/THROTTLING | UNIT 1 GENERATOR AREA | no data | GENERATOR COOLER RETURN HEADER ISOLATION/THROTTLING | no data | CCW | PD-274A | OPEN | CLOSED | WATER/GLYCOL | 14" | no data
01-VCCW350 | GENERATOR COOLER INLET PI 421 ISO | UNIT 1 GENERATOR AREA | no data | INSTRUMENTATION | no data | CCW | PD-274A | OPEN | CLOSED | WATER/GLYCOL | 0.75" | no data
01-VCCW351 | GENERATOR COOLER RETURN ISOLATION/THROTTLING | UNIT 1 GENERATOR AREA | no data | GENERATOR COOLER RETURN ISOLATION/THROTTLING | no data | CCW | PD-274A | OPEN | CLOSED | WATER/GLYCOL | 6" | no data
01-VCCW352 | GENERATOR COOLER INLET PI 431 ISO | UNIT 1 GENERATOR AREA | no data | INSTRUMENTATION | no data | CCW | PD-274A | OPEN | CLOSED | WATER/GLYCOL | 0.75" | no data
01-VCCW353 | GENERATOR COOLER RETURN ISOLATION/THROTTLING | UNIT 1 GENERATOR AREA | no data | GENERATOR COOLER RETURN ISOLATION/THROTTLING | no data | CCW | PD-274A | OPEN | CLOSED | WATER/GLYCOL | 6" | no data
01-VCCW354 | GENERATOR COOLER INLET PI 441 ISO | UNIT 1 GENERATOR AREA | no data | INSTRUMENTATION | no data | CCW | PD-274A | OPEN | CLOSED | WATER/GLYCOL | 0.75" | no data
01-VCCW355 | GENERATOR COOLER RETURN ISOLATION/THROTTLING | UNIT 1 GENERATOR AREA | no data | GENERATOR COOLER RETURN ISOLATION/THROTTLING | no data | CCW | PD-274A | OPEN | CLOSED | WATER/GLYCOL | 6" | no data
01-VCCW356 | GENERATOR COOLER INLET PI 451 ISO | UNIT 1 GENERATOR AREA | no data | INSTRUMENTATION | no data | CCW | PD-274A | OPEN | CLOSED | WATER/GLYCOL | 0.75" | no data
01-VCCW357 | GENERATOR COOLER RETURN ISOLATION/THROTTLING | UNIT 1 GENERATOR AREA | no data | GENERATOR COOLER RETURN ISOLATION/THROTTLING | no data | CCW | PD-274A | OPEN | CLOSED | WATER/GLYCOL | 6" | no data
01-VCCW358 | GENERATOR COOLER INLET PI 461 ISO | UNIT 1 GENERATOR AREA | no data | INSTRUMENTATION | no data | CCW | PD-274A | OPEN | CLOSED | WATER/GLYCOL | 0.75" | no data
01-VCCW359 | GENERATOR COOLER RETURN ISOLATION/THROTTLING | UNIT 1 GENERATOR AREA | no data | GENERATOR COOLER RETURN ISOLATION/THROTTLING | no data | CCW | PD-274A | OPEN | CLOSED | WATER/GLYCOL | 6" | no data
01-VCCW360 | ECA COMPRESSOR "A" COOLER OUTLET PI | UNIT 1 ECA COMPRESSOR EAST SIDE AREA | no data | INSTRUMENTATION | no data | CCW | PD-275A | OPEN | CLOSED | WATER/GLYCOL | 0.75" | no data
TagNumber | no data | no data | no data | Description | no data | System | P&ID | no data | no data | Working Fluid | Size (in) | no data
01-VCCW361 | GENERATOR COOLER RETURN ISOLATION/THROTTLING | UNIT 1 GENERATOR AREA | no data | GENERATOR COOLER RETURN ISOLATION/THROTTLING | no data | CCW | PD-274A | OPEN | CLOSED | WATER/GLYCOL | 6" | no data
01-VCCW362 | ECA COMPRESSOR SUPPLY ISOLATION | UNIT 1 ECA COMPRESSOR EAST SIDE AREA | no data | ECA COMPRESSOR SUPPLY ISOLATION | no data | CCW | PD-275A | OPEN | CLOSED | WATER/GLYCOL | 3" | no data
01-VCCW363 | GENERATOR COOLER RETURN ISOLATION/THROTTLING | UNIT 1 GENERATOR AREA | no data | GENERATOR COOLER RETURN ISOLATION/THROTTLING | no data | CCW | PD-274A | OPEN | CLOSED | WATER/GLYCOL | 6" | no data
01-VCCW364 | GENERATOR COOLER SUPPLY HEADER ISOLATION | UNIT 1 GENERATOR AREA | no data | GENERATOR COOLER SUPPLY HEADER ISOLATION | no data | CCW | PD-274A | OPEN | CLOSED | WATER/GLYCOL | 14" | no data
01-VCCW365 | VENT | UNIT 1 CCW PUMP AREA | no data | VENT | no data | CCW | PD-270A | CLOSED | OPEN | WATER/GLYCOL | 0.75" | no data
01-VCCW366 | ACHE OUTLET HEADER ISOLATION | UNIT 1 CCW PUMP AREA | no data | ACHE OUTLET HEADER ISOLATION | no data | CCW | PD-271A | OPEN | CLOSED | WATER/GLYCOL | 24" | no data
01-VCCW367 | INSTRUMENTATION | UNIT 1 CCW PUMP AREA | no data | INSTRUMENTATION | no data | CCW | PD-270A | OPEN | CLOSED | WATER/GLYCOL | 0.75" | no data
01-VCCW368 | INSTRUMENTATION | UNIT 1 CCW PUMP AREA | no data | INSTRUMENTATION | no data | CCW | PD-270A | OPEN | CLOSED | WATER/GLYCOL | 0.75" | no data
01-VCCW369 | ECA COMPRESSOR FLOW THROTTLING | UNIT 1 ECA COMPRESSOR EAST SIDE AREA | no data | ECA COMPRESSOR FLOW THROTTLING | no data | CCW | PD-275A | OPEN | CLOSED | WATER/GLYCOL | 3" | no data
01-VCCW370 | ECA COMPRESSOR "B" RETURN ISOLATION | UNIT 1 ECA COMPRESSOR EAST SIDE AREA | no data | ECA COMPRESSOR RETURN ISOLATION | no data | CCW | PD-275A | OPEN | CLOSED | WATER/GLYCOL | 3" | no data
01-VCCW371 | GENERATOR COOLER INLET DRAIN | UNIT 1 GENERATOR AREA | no data | DRAIN | no data | CCW | PD-274A | OPEN | OPEN | WATER/GLYCOL | 0.75" | no data
01-VCCW372 | DRAIN | UNIT 1 GENERATOR AREA | no data | DRAIN | no data | CCW | PD-274A | CLOSED | OPEN | WATER/GLYCOL | 0.75" | no data
01-VCCW373 | DRAIN | UNIT 1 GENERATOR AREA | no data | DRAIN | no data | CCW | PD-274A | CLOSED | OPEN | WATER/GLYCOL | 0.75" | no data
01-VCCW374 | DRAIN | UNIT 1 GENERATOR AREA | no data | DRAIN | no data | CCW | PD-274A | CLOSED | OPEN | WATER/GLYCOL | 0.75" | no data
01-VCCW375 | DRAIN | UNIT 1 GENERATOR AREA | no data | DRAIN | no data | CCW | PD-274A | CLOSED | OPEN | WATER/GLYCOL | 0.75" | no data
01-VCCW376 | DRAIN | UNIT 1 GENERATOR AREA | no data | DRAIN | no data | CCW | PD-274A | CLOSED | OPEN | WATER/GLYCOL | 0.75" | no data
01-VCCW377 | DRAIN | UNIT 1 GENERATOR AREA | no data | DRAIN | no data | CCW | PD-274A | CLOSED | OPEN | WATER/GLYCOL | 0.75" | no data
01-VCCW378 | DRAIN | UNIT 1 GENERATOR AREA | no data | DRAIN | no data | CCW | PD-274A | CLOSED | OPEN | WATER/GLYCOL | 0.75" | no data
01-VCCW379 | DRAIN | UNIT 1 GENERATOR AREA | no data | DRAIN | no data | CCW | PD-274A | CLOSED | OPEN | WATER/GLYCOL | 0.75" | no data
01-VCCW380 | ECA COMPRESSOR "A" SUPPLY ISOLATION | UNIT 1 ECA COMPRESSOR EAST SIDE AREA | no data | ECA COMPRESSOR SUPPLY ISOLATION | no data | CCW | PD-275A | OPEN | CLOSED | WATER/GLYCOL | 3" | no data
01-VCCW381 | ECA COMPRESSOR "B" FLOW THROTTLING | UNIT 1 ECA COMPRESSOR EAST SIDE AREA | no data | ECA COMPRESSOR FLOW THROTTLING | no data | CCW | PD-275A | OPEN | CLOSED | WATER/GLYCOL | 3" | no data
01-VCCW382 | GEN COOLER VENT | UNIT 1 GENERATOR AREA | no data | VENT | no data | CCW | PD-274A | CLOSED | OPEN | WATER/GLYCOL | 0.75" | no data
01-VCCW383 | GEN COOLER VENT | UNIT 1 GENERATOR AREA | no data | VENT | no data | CCW | PD-274A | CLOSED | OPEN | WATER/GLYCOL | 0.75" | no data
01-VCCW384 | GEN COOLER VENT | UNIT 1 GENERATOR AREA | no data | VENT | no data | CCW | PD-274A | CLOSED | OPEN | WATER/GLYCOL | 0.75" | no data
01-VCCW385 | GEN COOLER VENT | UNIT 1 GENERATOR AREA | no data | VENT | no data | CCW | PD-274A | CLOSED | OPEN | WATER/GLYCOL | 0.75" | no data
01-VCCW386 | GEN COOLER VENT | UNIT 1 GENERATOR AREA | no data | VENT | no data | CCW | PD-274A | CLOSED | OPEN | WATER/GLYCOL | 0.75" | no data
01-VCCW387 | GEN COOLER VENT | UNIT 1 GENERATOR AREA | no data | VENT | no data | CCW | PD-274A | CLOSED | OPEN | WATER/GLYCOL | 0.75" | no data
01-VCCW388 | GEN COOLER VENT | UNIT 1 GENERATOR AREA | no data | VENT | no data | CCW | PD-274A | CLOSED | OPEN | WATER/GLYCOL | 0.75" | no data
01-VCCW389 | GEN COOLER VENT | UNIT 1 GENERATOR AREA | no data | VENT | no data | CCW | PD-274A | CLOSED | OPEN | WATER/GLYCOL | 0.75" | no data
01-VCCW391 | ECA "A" COOLER INLET VENT | UNIT 1 ECA COMPRESSOR EAST SIDE AREA | no data | VENT | no data | CCW | PD-275A | CLOSED | OPEN | WATER/GLYCOL | 0.75" | no data
01-VCCW392 | ECA COMPRESSOR "B" COOLER OUTLET DRAIN | UNIT 1 ECA COMPRESSOR EAST SIDE AREA | no data | DRAIN | no data | CCW | PD-275A | CLOSED | OPEN | WATER/GLYCOL | 0.75" | no data
01-VCCW393 | ECA COMPRESSOR "A" COOLER OUTLET DRAIN | UNIT 1 ECA COMPRESSOR EAST SIDE AREA | no data | DRAIN | no data | CCW | PD-275A | CLOSED | OPEN | WATER/GLYCOL | 0.75" | no data
01-VCCW396 | ECA "B" COOLER INLET VENT | UNIT 1 ECA COMPRESSOR EAST SIDE AREA | no data | VENT | no data | CCW | PD-275A | CLOSED | OPEN | WATER/GLYCOL | 0.75" | no data
01-VCCW398 | GENERATOR COOLER INLET DRAIN | UNIT 1 GENERATOR AREA | no data | DRAIN | no data | CCW | PD-274A | CLOSED | OPEN | WATER/GLYCOL | 0.75" | no data
01-VCCW399 | GENERATOR COOLER INLET DRAIN | UNIT 1 GENERATOR AREA | no data | DRAIN | no data | CCW | PD-274A | CLOSED | OPEN | WATER/GLYCOL | 0.75" | no data
01-VCCW400 | GENERATOR COOLER INLET DRAIN | UNIT 1 GENERATOR AREA | no data | DRAIN | no data | CCW | PD-274A | CLOSED | OPEN | WATER/GLYCOL | 0.75" | no data
01-VCCW401 | GENERATOR COOLER INLET DRAIN | UNIT 1 GENERATOR AREA | no data | DRAIN | no data | CCW | PD-274A | CLOSED | OPEN | WATER/GLYCOL | 0.75" | no data
01-VCCW402 | GENERATOR COOLER OUTLET DRAIN | UNIT 1 GENERATOR AREA | no data | DRAIN | no data | CCW | PD-274A | CLOSED | OPEN | WATER/GLYCOL | 0.75" | no data
01-VCCW403 | GENERATOR COOLER OUTLET DRAIN | UNIT 1 GENERATOR AREA | no data | DRAIN | no data | CCW | PD-274A | CLOSED | OPEN | WATER/GLYCOL | 0.75" | no data
01-VCCW404 | GENERATOR COOLER OUTLET DRAIN | UNIT 1 GENERATOR AREA | no data | DRAIN | no data | CCW | PD-274A | CLOSED | OPEN | WATER/GLYCOL | 0.75" | no data
01-VCCW405 | GENERATOR COOLER OUTLET DRAIN | UNIT 1 GENERATOR AREA | no data | DRAIN | no data | CCW | PD-274A | CLOSED | OPEN | WATER/GLYCOL | 0.75" | no data
01-VCCW406 | GENERATOR COOLER OUTLET DRAIN | UNIT 1 GENERATOR AREA | no data | DRAIN | no data | CCW | PD-274A | CLOSED | OPEN | WATER/GLYCOL | 0.75" | no data
01-VCCW407 | GENERATOR COOLER OUTLET DRAIN | UNIT 1 GENERATOR AREA | no data | DRAIN | no data | CCW | PD-274A | CLOSED | OPEN | WATER/GLYCOL | 0.75" | no data
01-VCCW408 | GENERATOR COOLER OUTLET DRAIN | UNIT 1 GENERATOR AREA | no data | DRAIN | no data | CCW | PD-274A | CLOSED | OPEN | WATER/GLYCOL | 0.75" | no data
01-VCCW409 | GENERATOR COOLER OUTLET DRAIN | UNIT 1 GENERATOR AREA | no data | DRAIN | no data | CCW | PD-274A | CLOSED | OPEN | WATER/GLYCOL | 0.75" | no data
01-VCCW410 | GENERATOR COOLER INLET HEADER VENT | UNIT 1 GENERATOR AREA | no data | VENT | no data | CCW | PD-274A | CLOSED | OPEN | WATER/GLYCOL | 0.75" | no data
01-VCCW411 | GENERATOR COOLER OUTLET HEADER VENT | UNIT 1 GENERATOR AREA | no data | VENT | no data | CCW | PD-274A | CLOSED | OPEN | WATER/GLYCOL | 0.75" | no data
01-VCCW412 | BFP RETURN ISOLATION | UNIT 1 BOILER FEED A AREA | no data | BFP RETURN ISOLATION | no data | CCW | PD-272A | OPEN | CLOSED | WATER/GLYCOL | 3" | no data
01-VCCW413 | BFP RETURN ISOLATION | UNIT 1 BOILER FEED B AREA | no data | BFP RETURN ISOLATION | no data | CCW | PD-272A | OPEN | CLOSED | WATER/GLYCOL | 3" | no data
01-VCCW414 | TCU FILL ISOLATION | UNIT 1 SAMPLE PANEL BUILDING OUTSIDE | no data | TCU FILL ISOLATION | no data | CCW | PD-272A | OPEN | CLOSED | WATER/GLYCOL | 0.75" | no data
01-VCCW415 | SAMPLE PANEL RETURN ISOLATION | UNIT 1 SAMPLE PANEL BUILDING OUTSIDE | no data | SAMPLE PANEL RETURN ISOLATION | no data | CCW | PD-272A | OPEN | CLOSED | WATER/GLYCOL | 4" | no data
01-VCCW453 | BFP "B" COOLER INLET PI | UNIT 1 BOILER FEED B AREA | no data | INSTRUMENTATION | no data | CCW | PD-272A | OPEN | CLOSED | WATER/GLYCOL | 0.75" | no data
01-VCMG102 | CO2 ISOLATION VALVE | UNIT 1 CO2 EVAPORATOR AREA | no data | INSTRUMENTATION | no data | CMG | PD-571 | OPEN | CLOSED | CARBON DIOXIDE | 0.75" | no data
01-VCMG103 | H2 ISOLATION | UNIT 1 EAST BUILDING WALL OUTSIDE | no data | H2 ISOLATION | no data | CMG | PD-571 | OPEN | CLOSED | HYDROGEN | 1.5" | no data
01-VCMG104 | NITROGEN SUPPLY ISOLATION | UNIT 1 N.W. BUILING INSIDE | no data | INSTRUMENTATION | no data | CMG | PD-570 | CLOSED | OPEN | NITROGEN | 0.75" | no data
01-VCMG113 | H2 ISOLATION | UNIT 1 EAST BUILDING WALL OUTSIDE | no data | H2 ISOLATION | no data | CMG | PD-571 | OPEN | CLOSED | HYDROGEN | 1.5" | no data
01-VCMG119 | NITROGEN SUPPLY ISOLATION | UNIT 1 N.E. BY HRSG GROUND LEVEL | no data | INSTRUMENTATION | no data | CMG | PD-570 | CLOSED | OPEN | NITROGEN | 0.75" | no data
01-VCMG122 | INSTRUMENTATION |  | no data | INSTRUMENTATION | no data | CMG | PD-571 | OPEN | CLOSED | CARBON DIOXIDE | 0.75" | no data
01-VCMG602 | H2 VENT | UNIT 1 EAST BUILDING WALL OUTSIDE | no data | VENT | no data | CMG | PD-571 | CLOSED | OPEN | HYDROGEN | 0.75" | no data
01-VCMG604 | N2 PURGE CONNECTION | UNIT 1 EAST BUILDING WALL OUTSIDE | no data | N2 PURGE CONNECTION | no data | CMG | PD-571 | CLOSED | OPEN | HYDROGEN | 0.75" | no data
01-VCND100 | Hood Spray and Gland Steam attemperator | ST upper East | Attemperator | STRAINER VENT VALVE | no data | CND | PD-051A | CLOSED | OPEN | Water | 0.5" | no data
01-VCND101 | Hood Spray and Gland Steam attemperator | ST upper East | Attemperator | IRON FILTER DRAIN | no data | CND | PD-052A | CLOSED | OPEN | Water | 0.75" | no data
01-VCND103 | Condensate Dump isolation | HRSG lower NW | no data | CONDENSATE EMERGENCY DUMP CV ISOLATION | no data | CND | PD-053A | OPEN | CLOSED | Water | 6" | no data
01-VCND104 | Hood Spray and Gland Steam attemperator | ST upper East | Attemperator | INSTRUMENT ISOLATION | no data | CND | PD-051A | OPEN | CLOSED | Water | 0.75" | no data
TagNumber | no data | no data | no data | Description | no data | System | P&ID | no data | no data | Working Fluid | Size (in) | no data
01-VCND105 | LP Bypass spray drain (OUTSIDE DECK) | ST upper East (OUTSIDE DECK) | Attemperator | DRAIN VALVE | no data | CND | PD-040A | CLOSED | OPEN | Water | 0.75" | no data
01-VCND106 | Hood Spray and Gland Steam attemperator | ST upper East | Attemperator | VENT VALVE | no data | CND | PD-050A | CLOSED | OPEN | Water | 0.75" | no data
01-VCND108 | CRH ventilator spray drain | ST upper East | Attemperator | DRAIN VALVE | no data | CND | PD-030A | CLOSED | OPEN | Water | 0.75" | no data
01-VCND109 | CRH ventilator spray isolation | ST upper East | Attemperator | CRH VENTILATOR SPRAY SUPPLY ISOLATION | no data | CND | PD-030A | OPEN | CLOSED | Water | 3" | no data
01-VCND110 | CRH ventilator spray vent (OUTSIDE DECK) | ST upper East (OUTSIDE DECK) | Attemperator | VENT VALVE | no data | CND | PD-030A | CLOSED | OPEN | Water | 0.75" | no data
01-VCND111 | Hood Spray and Gland Steam attemperator | ST upper East | Attemperator | CRH VENTILATOR SPRAY SUPPLY CHECK VALVE | no data | CND | PD-030A | OPEN | CLOSED | Water | 3" | no data
01-VCND112 | Hood Spray and Gland Steam attemperator | ST upper East | Attemperator | INSTRUMENT ISOLATION | no data | CND | PD-051A | OPEN | CLOSED | Water | 0.75" | no data
01-VCND113 | Hood Spray and Gland Steam attemperator | ST upper East | Attemperator | CND PUMP CAN VENT VALVE | no data | CND | PD-051A | CLOSED | OPEN | Water | 1" | no data
01-VCND114 | Hood Spray and Gland Steam attemperator | ST upper East | Attemperator | STRAINER DRAIN | no data | CND | PD-052A | OPEN | CLOSED | Water | 0.75" | no data
01-VCND115 | Hood Spray and Gland Steam attemperator | ST upper East | Attemperator | LPS BYPASS SPRAY SUPPLY CHECK VALVE | no data | CND | PD-040A | OPEN | CLOSED | Water | 1.5" | no data
01-VCND116 | HRH spray drain | ST upper East | Attemperator | DRAIN VALVE | no data | CND | PD-034A | CLOSED | OPEN | Water | 0.75" | no data
01-VCND117 | Hood Spray and Gland Steam attemperator | ST upper East | Attemperator | CND PUMP DISCHARGE CHECK VALVE | no data | CND | PD-051A | CLOSED | OPEN | Water | 10" | no data
01-VCND118 | Hood Spray and Gland Steam attemperator | ST upper East | Attemperator | STRAINER VENT VALVE | no data | CND | PD-051A | CLOSED | OPEN | Water | 0.5" | no data
01-VCND119 | HRH spray isolation | ST upper East | Attemperator | HRH BYPASS SPRAY SUPPLY ISOLATION | no data | CND | PD-034A | OPEN | CLOSED | Water | 6" | no data
01-VCND121 | Hood Spray and Gland Steam attemperator | ST upper East | Attemperator | HRH BYPASS SPRAY SUPPLY CHECK VALVE | no data | CND | PD-034A | OPEN | CLOSED | Water | 6" | no data
01-VCND123 | Hood spray local gauge | ST upper East | Attemperator | INSTRUMENT ISOLATION | no data | CND | PD-052A | OPEN | CLOSED | Water | 0.75" | no data
01-VCND124 | Hood Spray and Gland Steam attemperator | ST upper East | Attemperator | INSTRUMENT ISOLATION | no data | CND | PD-052A | OPEN | CLOSED | Water | 0.5" | no data
01-VCND125 | HRH spray flow transmitter (4) valves | ST upper East | Attemperator | INSTRUMENT ISOLATION | no data | CND | PD-034A | OPEN | CLOSED | Water | 0.5" | no data
01-VCND126 | Hood spray FCV isolation valves (2) | ST upper East | Attemperator | ST HOOD SPRAY SUPPLY ISOLATION | no data | CND | PD-052A | OPEN | CLOSED | Water | 1.5" | no data
01-VCND127 | Hood Spray and Gland Steam attemperator | ST upper East | Attemperator | VENT VALVE | no data | CND | PD-051A | CLOSED | OPEN | Water | 0.75" | no data
01-VCND128 | Hood Spray and Gland Steam attemperator | ST upper East | Attemperator | CND PUMP DISCHARGE ISOLATION | no data | CND | PD-051A | OPEN | CLOSED | Water | 10" | no data
01-VCND129 | Hood Spray and Gland Steam attemperator | ST upper East | Attemperator | STRAINER VENT VALVE | no data | CND | PD-051A | CLOSED | OPEN | Water | 0.5" | no data
01-VCND130 | Hood Spray and Gland Steam attemperator | ST upper East | Attemperator | INSTRUMENT ISOLATION | no data | CND | PD-051A | OPEN | CLOSED | Water | 0.75" | no data
01-VCND131 | Hood Spray and Gland Steam attemperator | ST upper East | Attemperator | INSTRUMENT ISOLATION | no data | CND | PD-051A | OPEN | CLOSED | Water | 0.75" | no data
01-VCND132 | Hood Spray and Gland Steam attemperator | ST upper East | Attemperator | CONDENSATE RECIRC CV DOWNSTREAM ISOLATION | no data | CND | PD-053A | OPEN | CLOSED | Water | 8" | no data
01-VCND133 | Hood Spray and Gland Steam attemperator | ST upper East | Attemperator | STRAINER VENT VALVE | no data | CND | PD-051A | CLOSED | OPEN | Water | 0.5" | no data
01-VCND134 | Curtain spray isolation valve | ST upper East | Attemperator | CND TO ACC CURTAIN SPRAY FE ISOLATION | no data | CND | PD-052A | OPEN | CLOSED | Water | 4" | no data
01-VCND135 | Hood Spray and Gland Steam attemperator | ST upper East | Attemperator | STRAINER VENT VALVE | no data | CND | PD-051A | CLOSED | OPEN | Water | 0.5" | no data
01-VCND136 | Hood Spray and Gland Steam attemperator | ST upper East | Attemperator | DRAIN VALVE | no data | CND | PD-052A | OPEN | CLOSED | Water | 0.75" | no data
01-VCND137 | Hood Spray and Gland Steam attemperator | ST upper East | Attemperator | INSTRUMENT ISOLATION | no data | CND | PD-051A | OPEN | CLOSED | Water | 0.75" | no data
01-VCND138 | Hood Spray and Gland Steam attemperator | ST upper East | Attemperator | VENT VALVE | no data | CND | PD-052A | CLOSED | OPEN | Water | 0.75" | no data
01-VCND139 | Hood Spray and Gland Steam attemperator | ST upper East | Attemperator | INSTRUMENT ISOLATION | no data | CND | PD-052A | CLOSED | OPEN | Water | 0.75" | no data
01-VCND140 | Hood Spray and Gland Steam attemperator | ST upper East | Attemperator | IRON FILTER VENT VALVE | no data | CND | PD-052A | CLOSED | OPEN | Water | 0.75" | no data
01-VCND141 | LP Bypass spray isolation | ST upper East | Attemperator | LPS BYPASS SPRAY SUPPLY ISOLATION | no data | CND | PD-040A | OPEN | CLOSED | Water | 1.5" | no data
01-VCND142 | Hood Spray and Gland Steam attemperator | ST upper East | Attemperator | INSTRUMENT ISOLATION | no data | CND | PD-051A | OPEN | CLOSED | Water | 0.75" | no data
01-VCND143 | Hood Spray and Gland Steam attemperator | ST upper East | Attemperator | INSTRUMENT ISOLATION | no data | CND | PD-051A | OPEN | CLOSED | Water | 0.75" | no data
01-VCND144 | Hood Spray and Gland Steam attemperator | ST upper East | Attemperator | IRON FILTER DRAIN VALVE | no data | CND | PD-052A | CLOSED | OPEN | Water | 0.75" | no data
01-VCND145 | Hood spray FCV isolation valves (2) | ST upper East | Attemperator | ST HOOD SPRAY VALVE ISOLATION | no data | CND | PD-052A | OPEN | CLOSED | Water | 1.5" | no data
01-VCND146 | Hood Spray and Gland Steam attemperator | ST upper East | Attemperator | INSTRUMENT ISOLATION | no data | CND | PD-052A | OPEN | CLOSED | Water | 0.75" | no data
01-VCND147 | Hood spray FCV bypass valve | ST upper East | Attemperator | ST HOOD SPRAY CV BYPASS VALVE | no data | CND | PD-052A | CLOSED | CLOSED | Water | 1.5" | no data
01-VCND148 | Hood Spray and Gland Steam attemperator | ST upper East | Attemperator | CND PUMP DISCHARGE CHECK VALVE | no data | CND | PD-051A | OPEN | CLOSED | Water | 10" | no data
01-VCND149 | Hood Spray and Gland Steam attemperator | ST upper East | Attemperator | VENT VALVE | no data | CND | PD-053A | CLOSED | OPEN | Water | 0.75" | no data
01-VCND150 | Hood Spray and Gland Steam attemperator | ST upper East | Attemperator | CND DISCHARGE SAMPLE ISOLATION | no data | CND | PD-053A | OPEN | CLOSED | Water | 0.5" | no data
01-VCND151 | Hood Spray and Gland Steam attemperator | ST upper East | Attemperator | INSTRUMENT ISOLATION | no data | CND | PD-052A | OPEN | CLOSED | Water | 0.75" | no data
01-VCND152 | Hood Spray and Gland Steam attemperator | ST upper East | Attemperator | DRAIN VALVE | no data | CND | PD-053A | CLOSED | OPEN | Water | 0.75" | no data
01-VCND153 | Drain before condensate dump CV | HRSG lower NW | no data | DRAIN VALVE | no data | CND | PD-053A | CLOSED | OPEN | Water | 0.75" | no data
01-VCND154 | Hood Spray and Gland Steam attemperator | ST upper East | Attemperator | STRAINER VENT VALVE | no data | CND | PD-051A | CLOSED | OPEN | Water | 0.5" | no data
01-VCND155 | Hood Spray and Gland Steam attemperator | ST upper East | Attemperator | CND DISCHARGE SAMPLE ISOLATION | no data | CND | PD-053A | OPEN | CLOSED | Water | 0.5" | no data
01-VCND156 | LP Bypass spray flow transmitter (2) valves | ST upper East | Attemperator | INSTRUMENT ISOLATION | no data | CND | PD-040A | OPEN | CLOSED | Water | 0.5" | no data
01-VCND157 | Hood Spray and Gland Steam attemperator | ST upper East | Attemperator | CND PUMP CAN VENT VALVE | no data | CND | PD-051A | CLOSED | OPEN | Water | 1" | no data
01-VCND158 | LP Bypass spray drain | ST upper East | Attemperator | DRAIN VALVE | no data | CND | PD-040A | CLOSED | OPEN | Water | 0.75" | no data
01-VCND159 | CRH ventilator spray Flow transmitter (2) valves | ST upper East | Attemperator | INSTRUMENT ISOLATION | no data | CND | PD-030A | OPEN | CLOSED | Water | 0.5" | no data
01-VCND160 | Hood Spray and Gland Steam attemperator | ST upper East | Attemperator | CONDENSATE IRON FILTER BYPASS VALVE ISOLATION | no data | CND | PD-052A | OPEN | CLOSED | Water | 12" | no data
01-VCND162 | CRH ventilator spray Flow transmitter (2) valves | ST upper East | Attemperator | INSTRUMENT ISOLATION | no data | CND | PD-030A | OPEN | CLOSED | Water | 0.5" | no data
01-VCND163 | Hood Spray and Gland Steam attemperator | ST upper East | Attemperator | CONDENSATE IRON FILTER BYPASS VALVE ISOLATION | no data | CND | PD-052A | OPEN | CLOSED | Water | 12" | no data
01-VCND164 | Hood Spray and Gland Steam attemperator | ST upper East | Attemperator | INSTRUMENT ISOLATION | no data | CND | PD-051A | OPEN | CLOSED | Water | 0.75" | no data
01-VCND165 | Hood Spray and Gland Steam attemperator | ST upper East | Attemperator | STRAINER VENT VALVE | no data | CND | PD-051A | CLOSED | OPEN | Water | 0.5" | no data
01-VCND166 | Hood Spray and Gland Steam attemperator | ST upper East | Attemperator | STRAINER DRAIN | no data | CND | PD-051A | CLOSED | OPEN | Water | 2" | no data
01-VCND167 | Hood Spray and Gland Steam attemperator | ST upper East | Attemperator | DRAIN VALVE | no data | CND | PD-051A | CLOSED | OPEN | Water | 0.75" | no data
01-VCND168 | Hood Spray and Gland Steam attemperator | ST upper East | Attemperator | STRAINER VENT | no data | CND | PD-051A | CLOSED | OPEN | Water | 0.5" | no data
01-VCND169 | LP Bypass spray flow transmitter (2) valves | ST upper East | Attemperator | INSTRUMENT ISOLATION | no data | CND | PD-040A | OPEN | CLOSED | Water | 0.5" | no data
01-VCND170 | HRH spray flow transmitter (4) valves | ST upper East | Attemperator | INSTRUMENT ISOLATION | no data | CND | PD-034A | CLOSED | OPEN | Water | 0.5" | no data
01-VCND171 | Hood Spray and Gland Steam attemperator | ST upper East | Attemperator | STRAINER DRAIN VALVE | no data | CND | PD-051A | CLOSED | OPEN | Water | 2" | no data
01-VCND172 | Hood Spray and Gland Steam attemperator | ST upper East | Attemperator | CONDENSATE IRON FILTER MANUAL ISOLATION | no data | CND | PD-052A | OPEN | CLOSED | Water | 12" | no data
TagNumber | no data | no data | no data | Description | no data | System | P&ID | no data | no data | Working Fluid | Size (in) | no data
01-VCND173 | Hood Spray and Gland Steam attemperator | ST upper East | Attemperator | STRAINER DRAIN VALVE | no data | CND | PD-051A | CLOSED | OPEN | Water | 2" | no data
01-VCND174 | Hood Spray and Gland Steam attemperator | ST upper East | Attemperator | CONDENSATE IRON FILTER MANUAL ISOLATION | no data | CND | PD-052A | OPEN | CLOSED | Water | 12" | no data
01-VCND175 | Hood Spray and Gland Steam attemperator | ST upper East | Attemperator | INSTRUMENT ISOLATION | no data | CND | PD-052A | OPEN | CLOSED | Water | 0.5" | no data
01-VCND176 | Hood Spray and Gland Steam attemperator | ST upper East | Attemperator | STRAINER DRAIN | no data | CND | PD-051A | CLOSED | OPEN | Water | 2" | no data
01-VCND177 | Hood Spray and Gland Steam attemperator | ST upper East | Attemperator | IRON FILTER VENT | no data | CND | PD-052A | OPEN | CLOSED | Water | 0.75" | no data
01-VCND178 | Hood Spray and Gland Steam attemperator | ST upper East | Attemperator | STRAINER DRAIN VALVE | no data | CND | PD-051A | CLOSED | OPEN | Water | 2" | no data
01-VCND179 | Hood Spray and Gland Steam attemperator | ST upper East | Attemperator | INSTRUMENT ISOLATION | no data | CND | PD-051A | OPEN | CLOSED | Water | 0.75" | no data
01-VCND180 | Hood Spray and Gland Steam attemperator | ST upper East | Attemperator | INSTRUMENT ISOLATION | no data | CND | PD-052A | OPEN | CLOSED | Water | 0.75" | no data
01-VCND181 | Hood Spray and Gland Steam attemperator | ST upper East | Attemperator | INSTRUMENT ISOLATION | no data | CND | PD-051A | OPEN | CLOSED | Water | 0.75" | no data
01-VCND182 | Hood Spray and Gland Steam attemperator | ST upper East | Attemperator | VENT VALVE | no data | CND | PD-052A | CLOSED | OPEN | Water | 2" | no data
01-VCND183 | Hood Spray and Gland Steam attemperator | ST upper East | Attemperator | INSTRUMENT ISOLATION | no data | CND | PD-051A | OPEN | CLOSED | Water | 0.75" | no data
01-VCND184 | Hood Spray and Gland Steam attemperator | ST upper East | Attemperator | INSTRUMENT ISOLATION | no data | CND | PD-052A | OPEN | CLOSED | Water | 0.75" | no data
01-VCND185 | Hood Spray and Gland Steam attemperator | ST upper East | Attemperator | CND PUMP DISCHARGE CHECK VALVE | no data | CND | PD-051A | OPEN | CLOSED | Water | 10" | no data
01-VCND186 | Hood spray vent | ST upper East | Attemperator | VENT VALVE | no data | CND | PD-052A | CLOSED | OPEN | Water | 0.75" | no data
01-VCND187 | Hood Spray and Gland Steam attemperator | ST upper East | Attemperator | INSTRUMENT ISOLATION | no data | CND | PD-052A | OPEN | CLOSED | Water | 0.75" | no data
01-VCND188 | Hood Spray and Gland Steam attemperator | ST upper East | Attemperator | DRAIN VALVE | no data | CND | PD-052A | CLOSED | OPEN | Water | 0.75" | no data
01-VCND189 | Hood Spray and Gland Steam attemperator | ST upper East | Attemperator | DRAIN VALVE | no data | CND | PD-051A | CLOSED | OPEN | Water | 0.75" | no data
01-VCND190 | Hood Spray and Gland Steam attemperator | ST upper East | Attemperator | INSTRUMENT ISOLATION | no data | CND | PD-052A | OPEN | CLOSED | Water | 0.5" | no data
01-VCND191 | Hood Spray and Gland Steam attemperator | ST upper East | Attemperator | STRAINER VENT | no data | CND | PD-051A | CLOSED | OPEN | Water | 0.5" | no data
01-VCND192 | Hood Spray and Gland Steam attemperator | ST upper East | Attemperator | INSTRUMENT ISOLATION | no data | CND | PD-051A | OPEN | CLOSED | Water | 0.75" | no data
01-VCND193 | Hood Spray and Gland Steam attemperator | ST upper East | Attemperator | INSTRUMENT ISOLATION | no data | CND | PD-052A | OPEN | CLOSED | Water | 0.75" | no data
01-VCND194 | Hood Spray and Gland Steam attemperator | ST upper East | Attemperator | CND PUMP DISCHARGE ISOLATION | no data | CND | PD-051A | OPEN | CLOSED | Water | 10" | no data
01-VCND195 | Hood Spray and Gland Steam attemperator | ST upper East | Attemperator | DRAIN VALVE | no data | CND | PD-053A | CLOSED | OPEN | Water | 0.75" | no data
01-VCND196 | Hood Spray and Gland Steam attemperator | ST upper East | Attemperator | DRAIN VALVE | no data | CND | PD-051A | CLOSED | OPEN | Water | 0.75" | no data
01-VCND197 | 2C cooler drain | HRSG SE | ECA | DRAIN VALVE | no data | CND | PD-054A | CLOSED | OPEN | Water | 0.75" | no data
01-VCND198 | Hood Spray and Gland Steam attemperator | ST upper East | Attemperator | HP DRAINS TANK QUENCH SPRAY VALVE ISOLATION | no data | CND | PD-304A | OPEN | CLOSED | Water | 3" | no data
01-VCND200 | Hood Spray and Gland Steam attemperator | ST upper East | Attemperator | DRAIN VALVE | no data | CND | PD-304A | CLOSED | OPEN | Water | 0.75" | no data
01-VCND201 | Gland steam attemperator isolation | ST upper East | Attemperator | GLAND STEAM DSH SPRAY SUPPLY STRAINER ISOLATION | no data | CND | PD-300A | OPEN | CLOSED | Water | 1" | no data
01-VCND207 | Gland steam attemperator flow transmitter (2) valves | ST upper East | Attemperator | INSTRUMENT ISOLATION | no data | CND | PD-300A | OPEN | CLOSED | Water | 0.5" | no data
01-VCND209 | Gland steam attemperator flow transmitter (2) valves | ST upper East | Attemperator | INSTRUMENT ISOLATION | no data | CND | PD-300A | OPEN | CLOSED | Water | 0.5" | no data
01-VCND210 | 2C cooler vent | HRSG SE | ECA | VENT VALVE | no data | CND | PD-054A | CLOSED | OPEN | Water | 0.75" | no data
01-VCND211 | Gland steam attemperator drain | ST upper East | Attemperator | DRAIN VALVE | no data | CND | PD-300A | CLOSED | OPEN | Water | 0.75" | no data
01-VCND212 | Gland steam attemperator isolation | ST upper East | Attemperator | GLAND STEAM DSH SPRAY SUPPLY ISOLATION | no data | CND | PD-300A | OPEN | CLOSED | Water | 1" | no data
01-VCND213 | Hood Spray and Gland Steam attemperator | ST upper East | Attemperator | GLAND STEAM DSH SPRAY SUPPLY CHECK | no data | CND | PD-300A | OPEN | CLOSED | Water | 1" | no data
01-VCND214 | Hood Spray and Gland Steam attemperator | ST upper East | Attemperator | LP DRAINS TANK SPRAY SUPPLY CV ISOLATION | no data | CND | PD-305A | OPEN | CLOSED | Water | 2.5" | no data
01-VCND215 | Hood Spray and Gland Steam attemperator | ST upper East | Attemperator | DRAIN VALVE | no data | CND | PD-305A | CLOSED | OPEN | Water | 0.75" | no data
01-VCND221 | LP Bypass spray isolation | ST upper East | Attemperator | LP BYPASS SPRAY SUPPLY ISOLATION | no data | CND | PD-052A | OPEN | CLOSED | Water | 1.5" | no data
01-VCND223 | CRH ventilator spray isolation | ST upper East | Attemperator | CND TO CRH VENTILATOR SPRAY ISOLATION | no data | CND | PD-052A | OPEN | CLOSED | Water | 3" | no data
01-VCND224 | HRH spray isolation | ST upper East | Attemperator | HRH BYPASS SPRAY SUPPLY ISOLATION | no data | CND | PD-052A | OPEN | CLOSED | Water | 6" | no data
01-VCND225 | Hood Spray and Gland Steam attemperator | ST upper East | Attemperator | CND STRAINER ISOLATION | no data | CND | PD-052A | OPEN | CLOSED | Water | 8" | no data
01-VCND226 | Hood Spray and Gland Steam attemperator | ST upper East | Attemperator | STRAINER DRAIN VALVE | no data | CND | PD-052A | CLOSED | OPEN | Water | 1.5" | no data
01-VCND227 | Hood Spray and Gland Steam attemperator | ST upper East | Attemperator | CND STRAINER ISOLATION | no data | CND | PD-052A | OPEN | CLOSED | Water | 8" | no data
01-VCND228 | Hood Spray and Gland Steam attemperator | ST upper East | Attemperator | CND STRAINER ISOLATION | no data | CND | PD-052A | OPEN | CLOSED | Water | 8" | no data
01-VCND229 | Hood Spray and Gland Steam attemperator | ST upper East | Attemperator | STRAINER DRAIN VALVE | no data | CND | PD-052A | CLOSED | OPEN | Water | 1.5" | no data
01-VCND230 | Hood Spray and Gland Steam attemperator | ST upper East | Attemperator | CND STRAINER ISOLATION | no data | CND | PD-052A | OPEN | CLOSED | Water | 8" | no data
01-VCND231 | Hood Spray and Gland Steam attemperator | ST upper East | Attemperator | STRAINER VENT VALVE | no data | CND | PD-052A | CLOSED | OPEN | Water | 1.5" | no data
01-VCND232 | Hood Spray and Gland Steam attemperator | ST upper East | Attemperator | STRAINER VENT VALVE | no data | CND | PD-052A | CLOSED | OPEN | Water | 1.5" | no data
01-VCND233 | Hood Spray and Gland Steam attemperator | ST upper East | Attemperator | INSTRUMENT ISOLATION | no data | CND | PD-052A | OPEN | CLOSED | Water | 0.75" | no data
01-VCND234 | Hood Spray and Gland Steam attemperator | ST upper East | Attemperator | INSTRUMENT ISOLATION | no data | CND | PD-052A | OPEN | CLOSED | Water | 0.75" | no data
01-VCND235 | Hood Spray and Gland Steam attemperator | ST upper East | Attemperator | DEMIN FILL TO CND CHECK | no data | CND | PD-052A | OPEN | CLOSED | Water | 3" | no data
01-VCND236 | Hood Spray and Gland Steam attemperator | ST upper East | Attemperator | DEMIN FILL TO CND STOP CHECK | no data | CND | PD-052A | OPEN | CLOSED | Water | 3" | no data
01-VCND237 | Hood Spray and Gland Steam attemperator | ST upper East | Attemperator | DRAIN/HYDRO FILL VALVE | no data | CND | PD-052A | CLOSED | OPEN | Water | 0.75" | no data
01-VCND238 | Hood Spray and Gland Steam attemperator | ST upper East | Attemperator | DEMIN FILL TO CND ISOLATION | no data | CND | PD-052A | OPEN | CLOSED | Water | 3" | no data
01-VCND239 | Hood Spray and Gland Steam attemperator | ST upper East | Attemperator | ECA COOLER PUMP DISCHARGE CHECK | no data | CND | PD-054A | OPEN | CLOSED | Water | 6" | no data
01-VCND240 | ECA cooler pressure transmitter | HRSG SE | ECA | INSTRUMENT ISOLATION | no data | CND | PD-054A | OPEN | CLOSED | Water | 0.75" | no data
01-VCND241 | Hood Spray and Gland Steam attemperator | ST upper East | Attemperator | ECA COOLER PUMP DISCHARGE CHECK | no data | CND | PD-054A | OPEN | CLOSED | Water | 6" | no data
01-VCND242 | Hood Spray and Gland Steam attemperator | ST upper East | Attemperator | ECA COOLING LOOP SUPPLY CHECK | no data | CND | PD-054A | OPEN | CLOSED | Water | 6" | no data
01-VCND243 | Isolation to 3-way valve | HRSG SE | ECA | ECA COOLING LOOP MANUAL FLOW THROTTLING VALVE | no data | CND | PD-054A | CLOSED | OPEN | Water | 6" | no data
01-VCND244 | Hood Spray and Gland Steam attemperator | ST upper East | Attemperator | STEAM DRAINS PUMP SEAL WATER SUPPLY ISOLATION | no data | CND | PD-306A | OPEN | CLOSED | Water | 0.5" | no data
01-VCND245 | Hood Spray and Gland Steam attemperator | ST upper East | Attemperator | STEAM DRAINS PUMP SEAL WATER SUPPLY THROTTLING VALVE | no data | CND | PD-306A | CLOSED | OPEN | Water | 0.5" | no data
01-VCND247 | Hood Spray and Gland Steam attemperator | ST upper East | Attemperator | INSTRUMENT ISOLATION | no data | CND | PD-306A | OPEN | CLOSED | Water | 0.5" | no data
01-VCND248 | Hood Spray and Gland Steam attemperator | ST upper East | Attemperator | STEAM DRAINS PUMP SEAL WATER SUPPLY CHECK | no data | CND | PD-306A | OPEN | CLOSED | Water | 0.5" | no data
01-VCND258 | Hood Spray and Gland Steam attemperator | ST upper East | Attemperator | VENT VALVE | no data | CND | PD-050A | CLOSED | OPEN | Water | 0.75" | no data
01-VCND259 | Hood Spray and Gland Steam attemperator | ST upper East | Attemperator | DRAIN VALVE | no data | CND | PD-050A | OPEN | CLOSED | Water | 0.75" | no data
TagNumber | no data | no data | no data | Description | no data | System | P&ID | no data | no data | Working Fluid | Size (in) | no data
01-VCND260 | HRH spray dray (OUTSIDE DECK) | ST upper East (OUTSIDE DECK) | Attemperator | DRAIN VALVE | no data | CND | PD-034A | OPEN | CLOSED | Water | 0.75" | no data
01-VCND261 | Hood Spray and Gland Steam attemperator | ST upper East | Attemperator | LP DRAINS TANK QUENCH TCV ISOLATION | no data | CND | PD-305A | OPEN | CLOSED | Water | 2.5" | no data
01-VCND262 | Hood Spray and Gland Steam attemperator | ST upper East | Attemperator | LP DRAINS TANK QUENCH TCV BYPASS VALVE | no data | CND | PD-305A | CLOSED | CLOSED | Water | 2" | no data
01-VCND271 | Hood spray strainer drain | ST upper East | Attemperator | STRAINER DRAIN | no data | CND | PD-052A | CLOSED | OPEN | Water | 0.5" | no data
01-VCND272 | Hood Spray and Gland Steam attemperator | ST upper East | Attemperator | STEAM DRAINS PUMP SEAL WATER SUPPLY THROTTLING VALVE | no data | CND | PD-306A | OPEN | CLOSED | Water | 0.5" | no data
01-VCND273 | Hood Spray and Gland Steam attemperator | ST upper East | Attemperator | VENT VALVE | no data | CND | PD-306A | CLOSED | OPEN | Water | 0.5" | no data
01-VCND274 | Hood Spray and Gland Steam attemperator | ST upper East | Attemperator | INSTRUMENT ISOLATION | no data | CND | PD-306A | OPEN | CLOSED | Water | 0.5" | no data
01-VCND275 | Hood Spray and Gland Steam attemperator | ST upper East | Attemperator | INSTRUMENT ISOLATION | no data | CND | PD-306A | OPEN | CLOSED | Water | 0.5" | no data
01-VCND277 | Hood Spray and Gland Steam attemperator | ST upper East | Attemperator | STEAM DRAINS PUMP SEAL WATER SUPPLY CHECK | no data | CND | PD-306A | OPEN | CLOSED | Water | 0.5" | no data
01-VCND278 | Hood Spray and Gland Steam attemperator | ST upper East | Attemperator | INSTRUMENT ISOLATION | no data | CND | PD-306A | OPEN | CLOSED | Water | 0.5" | no data
01-VCND279 | Hood Spray and Gland Steam attemperator | ST upper East | Attemperator | STEAM DRAINS PUMP SEAL WATER SUPPLY THROTTLING VALVE | no data | CND | PD-306A | OPEN | CLOSED | Water | 0.5" | no data
01-VCND280 | Hood Spray and Gland Steam attemperator | ST upper East | Attemperator | STEAM DRAINS PUMP SEAL WATER SUPPLY ISOLATION | no data | CND | PD-306A | OPEN | CLOSED | Water | 0.5" | no data
01-VCND301 | HRH spray flow transmitter (4) valves | ST upper East | Attemperator | INSTRUMENT ISOLATION | no data | CND | PD-034A | OPEN | CLOSED | Water | 0.5" | no data
01-VCND302 | HRH spray flow transmitter (4) valves | ST upper East | Attemperator | INSTRUMENT ISOLATION | no data | CND | PD-034A | OPEN | CLOSED | Water | 0.5" | no data
01-VCND307 | HRH spray vent | ST upper East | Attemperator | VENT VALVE | no data | CND | PD-034A | CLOSED | OPEN | Water | 0.75" | no data
01-VCND308 | Hood Spray and Gland Steam attemperator | ST upper East | Attemperator | INSTRUMENT ISOLATION | no data | CND | PD-052A | OPEN | CLOSED | Water | 0.5" | no data
01-VCND309 | Hood Spray and Gland Steam attemperator | ST upper East | Attemperator | LP ECONOMIZER BYPASS CV ISOLATION | no data | CND | PD-053A | OPEN | CLOSED | Water | 8" | no data
01-VCND311 | ECA pump"A" suction valve | HRSG SE | ECA | ECA COOLER PUMP SUCTION ISOLATION | no data | CND | PD-054A | OPEN | CLOSED | Water | 6" | no data
01-VCND312 | ECA pump"B" DP | HRSG SE | ECA | INSTRUMENT ISOLATION | no data | CND | PD-054A | OPEN | CLOSED | Water | 0.75" | no data
01-VCND313 | ECA pump"B" suction valve | HRSG SE | ECA | ECA COOLER PUMP SUCTION ISOLATION | no data | CND | PD-054A | OPEN | CLOSED | Water | 6" | no data
01-VCND314 | ECA pump"B" discharge valve | HRSG SE | ECA | ECA COOLER PUMP DISCHARGE ISOLATION | no data | CND | PD-054A | OPEN | CLOSED | Water | 6" | no data
01-VCND315 | ECA pump"B" DP | HRSG SE | ECA | INSTRUMENT ISOLATION | no data | CND | PD-054A | OPEN | CLOSED | Water | 0.75" | no data
01-VCND320 | Hood Spray and Gland Steam attemperator | ST upper East | Attemperator | STRAINER VENT | no data | CND | PD-051A | CLOSED | OPEN | Water | 0.5" | no data
01-VCND321 | Curtain spray flow transmitter (2) valves | ST upper East | Attemperator | INSTRUMENT ISOLATION | no data | CND | PD-052A | OPEN | CLOSED | Water | 0.5" | no data
01-VCND322 | Curtain spray flow transmitter (2) valves | ST upper East | Attemperator | INSTRUMENT ISOLATION | no data | CND | PD-052A | OPEN | CLOSED | Water | 0.5" | no data
01-VCND323 | Hood Spray and Gland Steam attemperator | ST upper East | Attemperator | CONDENSATE MIN RECIRC CV ISOLATION | no data | CND | PD-053A | OPEN | CLOSED | Water | 8" | no data
01-VCND324 | Curtain spray FCV isolation valves (2) | ST upper East | Attemperator | ACC CURTAIN SPRAY CV ISOLATION | no data | CND | PD-052A | OPEN | CLOSED | Water | 4" | no data
01-VCND326 | Curtain spray FCV isolation valves (2) | ST upper East | Attemperator | ACC CURTAIN SPRAY CV ISOLATION | no data | CND | PD-052A | OPEN | CLOSED | Water | 4" | no data
01-VCND327 | Curtain spray FCV bypass valve | ST upper East | Attemperator | ACC CURTAIN SPRAY CV BYPASS VALVE | no data | CND | PD-052A | CLOSED | CLOSED | Water | 2" | no data
01-VCND328 | Curtain spray PIT | ST upper East | Attemperator | INSTRUMENT ISOLATION | no data | CND | PD-052A | OPEN | CLOSED | Water | 0.75" | no data
01-VCND329 | Hood Spray and Gland Steam attemperator | ST upper East | Attemperator | CONDENSATE PUMP DISCHARGE ISOLATION | no data | CND | PD-051A | OPEN | CLOSED | Water | 10" | no data
01-VCND330 | Hood Spray and Gland Steam attemperator | ST upper East | Attemperator | STRAINER VENT VALVE | no data | CND | PD-051A | CLOSED | OPEN | Water | 0.5" | no data
01-VCND333 | Hood Spray and Gland Steam attemperator | ST upper East | Attemperator | CND PUMP VENT VALVE | no data | CND | PD-051A | CLOSED | OPEN | Water | 1" | no data
01-VCND335 | Pressure transmitter | HRSG SE | ECA | INSTRUMENT ISOLATION | no data | CND | PD-054A | OPEN | CLOSED | Water | 0.75" | no data
01-VCND337 | LP economizer pressure transmitters | HRSG lower NW | no data | INSTRUMENT ISOLATION | no data | CND | PD-053A | OPEN | CLOSED | Water | 0.75" | no data
01-VCND338 | LP economizer pressure transmitters | HRSG lower NW | no data | INSTRUMENT ISOLATION | no data | CND | PD-053A | OPEN | CLOSED | Water | 0.75" | no data
01-VCND339 | Hood Spray and Gland Steam attemperator | ST upper East | Attemperator | INSTRUMENT ISOLATION | no data | CND | PD-053A | OPEN | CLOSED | Water | 0.75" | no data
01-VCND340 | Isolation after FCV | HRSG SE | ECA | ECA COOLER LOOP RETURN VALVE ISOLATION | no data | CND | PD-054A | OPEN | CLOSED | Water | 6" | no data
01-VCND341 | ECA cooler drain | HRSG SE | ECA | DRAIN VALVE | no data | CND | PD-054A | CLOSED | OPEN | Water | 0.75" | no data
01-VCND342 | ECA pump"A" DP | HRSG SE | ECA | INSTRUMENT ISOLATION | no data | CND | PD-054A | OPEN | CLOSED | Water | 0.75" | no data
01-VCND343 | To condensate system isolation | HRSG SE | ECA | ECA COOLER LOOP RETURN VALVE ISOLATION | no data | CND | PD-054A | OPEN | CLOSED | Water | 6" | no data
01-VCND344 | ECA cooler pressure transmitter | HRSG SE | ECA | INSTRUMENT ISOLATION | no data | CND | PD-054A | OPEN | CLOSED | Water | 0.75" | no data
01-VCND348 | Drain after FCV | HRSG SE | ECA | DRAIN VALVE | no data | CND | PD-054A | CLOSED | OPEN | Water | 0.75" | no data
01-VCND349 | Drain before FCV | HRSG SE | ECA | DRAIN VALVE | no data | CND | PD-054A | CLOSED | OPEN | Water | 0.75" | no data
01-VCND352 | To ECA isolation | HRSG SE | ECA | ECA COOLER LOOP SUPPLY VALVE ISOLATION | no data | CND | PD-054A | OPEN | CLOSED | Water | 6" | no data
01-VCND357 | ECA pump"A" DP | HRSG SE | ECA | INSTRUMENT ISOLATION | no data | CND | PD-054A | OPEN | CLOSED | Water | 0.75" | no data
01-VCND359 | ECA pump"A" discharge valve | HRSG SE | ECA | ECA COOLER PUMP DISCHARGE ISOLATION | no data | CND | PD-054A | OPEN | CLOSED | Water | 6" | no data
01-VCND360 | Hood Spray and Gland Steam attemperator | ST upper East | Attemperator | STRAINER VENT VALVE | no data | CND | PD-051A | CLOSED | OPEN | Water | 0.5" | no data
01-VCND361 | Hood Spray and Gland Steam attemperator | ST upper East | Attemperator | STRAINER DRAIN VALVE | no data | CND | PD-051A | CLOSED | OPEN | Water | 2" | no data
01-VCND362 | Hood Spray and Gland Steam attemperator | ST upper East | Attemperator | IRON FILTER DRAIN VALVE | no data | CND | PD-052A | CLOSED | OPEN | Water | 0.75" | no data
01-VCND363 | CRH ventilator spray drain (OUTSIDE DECK) | ST upper East (OUTSIDE DECK) | Attemperator | DRAIN VALVE | no data | CND | PD-030A | CLOSED | CLOSED | Water | 0.75" | no data
01-VCND366 | Hood Spray and Gland Steam attemperator | ST upper East | Attemperator | HP DRAINS TANK QUENCH TCV BYPASS VALVE | no data | CND | PD-304A | CLOSED | CLOSED | Water | 1.5" | no data
01-VCND367 | Hood Spray and Gland Steam attemperator | ST upper East | Attemperator | HP DRAINS TANK QUENCH TCV ISOLATION | no data | CND | PD-304A | OPEN | CLOSED | Water | 3" | no data
01-VCND375 | Condensate header pressure transmitters | HRSG lower NW | no data | INSTRUMENT ISOLATION | no data | CND | PD-053A | OPEN | CLOSED | Water | 0.75" | no data
01-VCND376 | Hood Spray and Gland Steam attemperator | ST upper East | Attemperator | VENT VALVE | no data | CND | PD-053A | CLOSED | OPEN | Water | 0.75" | no data
01-VCND377 | Hood Spray and Gland Steam attemperator | ST upper East | Attemperator | DRAIN VALVE | no data | CND | PD-053A | CLOSED | OPEN | Water | 0.75" | no data
01-VCND378 | Hood Spray and Gland Steam attemperator | ST upper East | Attemperator | VENT VALVE | no data | CND | PD-053A | CLOSED | OPEN | Water | 0.75" | no data
01-VCND379 | Hood Spray and Gland Steam attemperator | ST upper East | Attemperator | VENT VALVE | no data | CND | PD-053A | CLOSED | OPEN | Water | 0.75" | no data
01-VCND380 | Hood Spray and Gland Steam attemperator | ST upper East | Attemperator | DRAIN VALVE | no data | CND | PD-034A | CLOSED | OPEN | Water | 0.75" | no data
01-VCND381 | Hood Spray and Gland Steam attemperator | ST upper East | Attemperator | VENT VALVE | no data | CND | PD-034A | CLOSED | OPEN | Water | 0.75" | no data
01-VCND400 | Hood Spray and Gland Steam attemperator | ST upper East | Attemperator | VENT VALVE | no data | CND | PD-052A | CLOSED | OPEN | Water | 1" | no data
01-VCND401 | Hood Spray and Gland Steam attemperator | ST upper East | Attemperator | VENT VALVE | no data | CND | PD-052A | CLOSED | OPEN | Water | 1" | no data
01-VCND402 | Hood Spray and Gland Steam attemperator | ST upper East | Attemperator | DRAIN VALVE | no data | CND | PD-052A | CLOSED | OPEN | Water | 1" | no data
01-VCND403 | Hood Spray and Gland Steam attemperator | ST upper East | Attemperator | DRAIN VALVE | no data | CND | PD-052A | CLOSED | OPEN | Water | 1" | no data
TagNumber | no data | no data | no data | Description | no data | System | P&ID | no data | no data | Working Fluid | Size (in) | no data
01-VCND404 | Hood Spray and Gland Steam attemperator | ST upper East | Attemperator | VENT VALVE | no data | CND | PD-053A | CLOSED | OPEN | Water | 0.5" | no data
01-VCND405 | Curtain spray vent | ST upper East | Attemperator | VENT VALVE | no data | CND | PD-053A | CLOSED | OPEN | Water | 0.75" | no data
01-VCND406 | Gland steam attemperator strainer drain | ST upper East | Attemperator | STRAINER DRAIN VALVE | no data | CND | PD-300A | CLOSED | OPEN | Water | 0.75" | no data
01-VCND407 | ECA cooler vent | HRSG SE | ECA | VENT VALVE | no data | CND | PD-054A | CLOSED | OPEN | Water | 0.75" | no data
01-VCND408 | ECA drain | HRSG SE | ECA | DRAIN VALVE | no data | CND | PD-054A | CLOSED | OPEN | Water | 0.75" | no data
01-VCND410 | Vent after FCV | HRSG SE | ECA | VENT VALVE | no data | CND | PD-054A | CLOSED | OPEN | Water | 0.75" | no data
01-VCND411 | ECA pump discharge vent | HRSG SE | ECA | VENT VALVE | no data | CND | PD-054A | CLOSED | OPEN | Water | 0.75" | no data
01-VCND420 | Hood Spray and Gland Steam attemperator | ST upper East | Attemperator | ECA COOLER PUMP DRAIN | no data | CND | PD-054A | CLOSED | OPEN | Water | 0.75" | no data
01-VCND421 | Hood Spray and Gland Steam attemperator | ST upper East | Attemperator | ECA COOLER PUMP DRAIN | no data | CND | PD-054A | CLOSED | OPEN | Water | 0.75" | no data
01-VCND576 | Hood Spray and Gland Steam attemperator | ST upper East | Attemperator | DRAIN VALVE | no data | CND | PD-053A | CLOSED | OPEN | Water | 0.75" | no data
01-VCND577 | Hood Spray and Gland Steam attemperator | ST upper East | Attemperator | DRAIN VALVE | no data | CND | PD-053A | CLOSED | OPEN | Water | 0.75" | no data
01-VCRH101 | HP turbine exhaust Drip Leg Level Switche drains | ST lower East | no data | CRH TO AXS BLOCK/CONTROL VALVE DRAIN VALVE | no data | CRH | PD-030A | CLOSED | OPEN | Steam | 0.75" | no data
01-VCRH102 | Ventilator line PITs | ST lower | no data | PIT CONNECTION ROOT VALVE | no data | CRH | PD-030A | OPEN | CLOSED | Steam | 0.75" | no data
01-VCRH103 | Ventilator line PITs | ST lower | no data | PIT CONNECTION BLOCK VALVE | no data | CRH | PD-030A | OPEN | CLOSED | Steam | 0.75" | no data
01-VCRH104 | CRH Drip Leg Level Switches | ST lower East | no data | DRIP LEG LS ROOT VALVE | no data | CRH | PD-030A | OPEN | CLOSED | Steam | 1" | no data
01-VCRH105 | CRH Drip Leg Level Switches | ST lower East | no data | DRIP LEG LS ROOT VALVE | no data | CRH | PD-030A | OPEN | CLOSED | Steam | 1" | no data
01-VCRH106 | CRH Drip Leg Level Switches | ST lower East | no data | DRIP LEG LS ROOT VALVE | no data | CRH | PD-030A | OPEN | CLOSED | Steam | 1" | no data
01-VCRH107 | CRH Drip Leg Level Switches | ST lower East | no data | DRIP LEG LS ROOT VALVE | no data | CRH | PD-030A | OPEN | CLOSED | Steam | 1" | no data
01-VCRH108 | HP turbine exhaust Drip Leg Level Switches | ST lower East | no data | DRIP LEG LS ROOT VALVE | no data | CRH | PD-030A | OPEN | CLOSED | Steam | 1" | no data
01-VCRH109 | HP turbine exhaust Drip Leg Level Switches | ST lower East | no data | DRIP LEG LS ROOT VALVE | no data | CRH | PD-030A | OPEN | CLOSED | Steam | 1" | no data
01-VCRH110 | HP turbine exhaust Drip Leg Level Switches | ST lower East | no data | DRIP LEG LS ROOT VALVE | no data | CRH | PD-030A | OPEN | CLOSED | Steam | 1" | no data
01-VCRH111 | CRH header Drip Leg AOV iso | Pipe Rack 2nd | HRSG/ST | DRIP LEG DRAIN | no data | CRH | PD-031A | CLOSED | OPEN | Steam | 2" | no data
01-VCRH112 | HP turbine exhaust Drip Leg Level Switches | ST lower East | no data | DRIP LEG LS VENT/DRAIN VALVE | no data | CRH | PD-030A | OPEN | CLOSED | Steam | 1" | no data
01-VCRH115 | CRH header vent | Pipe Rack 2nd | HRSG/ST | HYDRO/VENT CONNECTION VALVE | no data | CRH | PD-031A | CLOSED | OPEN | Steam | 0.75" | no data
01-VCRH117 | CRH header Drip Leg Level Switches | Pipe Rack 2nd | HRSG/ST | DRIP LEG LS ROOT VALVE | no data | CRH | PD-031A | OPEN | CLOSED | Steam | 1" | no data
01-VCRH120 | CRH to Aux steam vent | Pipe Rack 3rd | Aux Steam Header | CRH TO AXS VENT VALVE | no data | CRH | PD-124A | CLOSED | OPEN | Steam | 0.75" | no data
01-VCRH121 | CRH to Aux steam vent | Pipe Rack 3rd | Aux Steam Header | CRH TO AXS VENT VALVE | no data | CRH | PD-124A | CLOSED | OPEN | Steam | 0.75" | no data
01-VCRH122 | CRH header Drip Leg Level Switches | Pipe Rack 2nd | HRSG/ST | DRIP LEG LS ROOT VALVE | no data | CRH | PD-031A | OPEN | CLOSED | Steam | 1" | no data
01-VCRH123 | CRH Drip Leg Level Switche drains | ST lower East | no data | DRIP LEG LS VENT/DRAIN VALVE | no data | CRH | PD-030A | OPEN | CLOSED | Steam | 0.75" | no data
01-VCRH124 | CRH header Drip Leg Level Switche drains | Pipe Rack 2nd | HRSG/ST | DRIP LEG LS VENT/DRAIN VALVE | no data | CRH | PD-031A | OPEN | CLOSED | Steam | 0.75" | no data
01-VCRH125 | HP turbine exhaust Drip Leg Level Switche drains | ST lower East | no data | DRIP LEG LS VENT/DRAIN VALVE | no data | CRH | PD-030A | OPEN | CLOSED | Steam | 0.75" | no data
01-VCRH127 | HP turbine exhaust Drip Leg AOV iso | ST lower East | no data | DRIP LEG DRAIN | no data | CRH | PD-030A | OPEN | CLOSED | Steam | 2" | no data
01-VCRH128 | HP turbine exhaust PIT | ST lower East | no data | PIT CONNECTION BLOCK VALVE | no data | CRH | PD-030A | OPEN | CLOSED | Steam | 0.75" | no data
01-VCRH130 | CRH Drip Leg AOV iso | ST lower East | no data | DRIP LEG DRAIN | no data | CRH | PD-030A | OPEN | CLOSED | Steam | 2" | no data
01-VCRH131 | Ventilator CV manual iso. | ST upper East | ST | VENTILATOR VALVE BLOCK VALVE | no data | CRH | PD-030A | OPEN | CLOSED | Steam | 10" | no data
01-VCRH133 | CRH Drip Leg drain | ST lower East | no data | DRIP LEG DRAIN VALVE | no data | CRH | PD-030A | CLOSED | OPEN | Steam | 2" | no data
01-VCRH134 | CRH Drip Leg drain | ST lower East | no data | DRIP LEG DRAIN VALVE | no data | CRH | PD-030A | CLOSED | OPEN | Steam | 2" | no data
01-VCRH135 | CRH Drip Leg drain | ST lower East | no data | DRIP LEG DRAIN VALVE | no data | CRH | PD-030A | CLOSED | OPEN | Steam | 2" | no data
01-VCRH136 | CRH header Drip Leg drain | Pipe Rack 2nd | HRSG/ST | DRIP LEG DRAIN VALVE | no data | CRH | PD-031A | CLOSED | OPEN | Steam | 2" | no data
01-VCRH137 | CRH header Drip Leg Level Switches | Pipe Rack 2nd | HRSG/ST | DRIP LEG LS ROOT VALVE | no data | CRH | PD-031A | OPEN | CLOSED | Steam | 1" | no data
01-VCRH138 | CRH Drip Leg drain | ST lower East | no data | DRIP LEG DRAIN VALVE | no data | CRH | PD-030A | CLOSED | OPEN | Steam | 2" | no data
01-VCRH139 | HP turbine exhaust vent | ST lower East | no data | PTC CONNECTION | no data | CRH | PD-030A | CLOSED | OPEN | Steam | 0.75" | no data
01-VCRH141 | Ventilator line PITs | ST lower | no data | PIT CONNECTION BLOCK VALVE | no data | CRH | PD-030A | OPEN | CLOSED | Steam | 0.75" | no data
01-VCRH142 | Ventilator line PITs | ST lower | no data | PIT CONNECTION BLOCK VALVE | no data | CRH | PD-030A | OPEN | CLOSED | Steam | 0.75" | no data
01-VCRH143 | HP turbine exhaust PIT | ST lower East | no data | PIT CONNECTION BLOCK VALVE | no data | CRH | PD-030A | OPEN | CLOSED | Steam | 0.75" | no data
01-VCRH144 | HP turbine exhaust vent | ST lower East | no data | PIT CONNECTION BLOCK VALVE | no data | CRH | PD-030A | CLOSED | OPEN | Steam | 0.75" | no data
01-VCRH146 | CRH header Drip Leg Level Switches | Pipe Rack 2nd | HRSG/ST | DRIP LEG LS ROOT VALVE | no data | CRH | PD-031A | OPEN | CLOSED | Steam | 1" | no data
01-VCRH147 | CRH header Drip Leg Level Switche drains | Pipe Rack 2nd | HRSG/ST | DRIP LEG LS VENT/DRAIN VALVE | no data | CRH | PD-031A | CLOSED | OPEN | Steam | 0.75" | no data
01-VCRH148 | CRH header PT | Pipe Rack 2nd | HRSG/ST | PT CONNECTION ROOT VALVE | no data | CRH | PD-031A | OPEN | CLOSED | Steam | 0.75" | no data
01-VCRH150 | HP turbine exhaust Drip Leg Level Switche drains | ST lower East | no data | DRIP LEG LS VENT/DRAIN VALVE | no data | CRH | PD-030A | OPEN | CLOSED | Steam | 0.75" | no data
01-VCRH151 | HP turbine exhaust Drip Leg Level Switche drains | ST lower East | no data | DRIP LEG LS VENT/DRAIN VALVE | no data | CRH | PD-030A | OPEN | CLOSED | Steam | 0.75" | no data
01-VCRH154 | CRH Drip Leg Level Switches | ST lower East | no data | DRIP LEG LS ROOT VALVE | no data | CRH | PD-030A | OPEN | CLOSED | Steam | 1" | no data
01-VCRH155 | CRH Drip Leg Level Switches | ST lower East | no data | DRIP LEG LS ROOT VALVE | no data | CRH | PD-030A | OPEN | CLOSED | Steam | 1" | no data
01-VCRH156 | CRH Drip Leg Level Switches | ST lower East | no data | DRIP LEG LS ROOT VALVE | no data | CRH | PD-030A | OPEN | CLOSED | Steam | 1" | no data
01-VCRH157 | CRH Drip Leg Level Switches | ST lower East | no data | DRIP LEG LS ROOT VALVE | no data | CRH | PD-030A | OPEN | CLOSED | Steam | 1" | no data
01-VCRH158 | CRH Drip Leg Level Switche drains | ST lower East | no data | DRIP LEG LS VENT/DRAIN VALVE | no data | CRH | PD-030A | CLOSED | OPEN | Steam | 0.75" | no data
01-VCRH159 | CRH header vent | Pipe Rack 2nd | HRSG/ST | HYDRO/VENT CONNECTION VALVE | no data | CRH | PD-031A | CLOSED | OPEN | Steam | 0.75" | no data
01-VCRH160 | CRH Drip Leg Level Switche drains | ST lower East | no data | DRIP LEG LS VENT/DRAIN VALVE | no data | CRH | PD-030A | OPEN | CLOSED | Steam | 0.75" | no data
01-VCRH161 | CRH Drip Leg Level Switche drains | ST lower East | no data | DRIP LEG LS VENT/DRAIN VALVE | no data | CRH | PD-030A | OPEN | CLOSED | Steam | 0.75" | no data
01-VCRH162 | CRH to Aux steam vent | Pipe Rack 3rd | Aux Steam Header | CRH TO AXS VENT VALVE | no data | CRH | PD-124A | CLOSED | OPEN | Steam | 0.75" | no data
01-VCRH165 | CRH header vent | Pipe Rack 2nd | HRSG/ST | HYDRO/VENT CONNECTION VALVE | no data | CRH | PD-031A | CLOSED | OPEN | Steam | 0.75" | no data
01-VCRH166 | CRH header PT | Pipe Rack 2nd | HRSG/ST | FIT/FE ROOT VALVE | no data | CRH | PD-031A | OPEN | CLOSED | Steam | 0.75" | no data
01-VCRH169 | CRH header Drip Leg Level Switches | Pipe Rack 2nd | HRSG/ST | DRIP LEG LS ROOT VALVE | no data | CRH | PD-031A | OPEN | CLOSED | Steam | 1" | no data
01-VCRH170 | CRH header Drip Leg Level Switches | Pipe Rack 2nd | HRSG/ST | DRIP LEG LS ROOT VALVE | no data | CRH | PD-031A | OPEN | CLOSED | Steam | 1" | no data
TagNumber | no data | no data | no data | Description | no data | System | P&ID | no data | no data | Working Fluid | Size (in) | no data
01-VCRH171 | CRH header Drip Leg Level Switches | Pipe Rack 2nd | HRSG/ST | DRIP LEG LS ROOT VALVE | no data | CRH | PD-031A | OPEN | CLOSED | Steam | 1" | no data
01-VCRH172 | CRH header Drip Leg Level Switches | Pipe Rack 2nd | HRSG/ST | DRIP LEG LS ROOT VALVE | no data | CRH | PD-031A | OPEN | CLOSED | Steam | 1" | no data
01-VCRH173 | CRH header Drip Leg Level Switche drains | Pipe Rack 2nd | HRSG/ST | DRIP LEG LS VENT/DRAIN VALVE | no data | CRH | PD-031A | CLOSED | OPEN | Steam | 0.75" | no data
01-VCRH174 | CRH header Drip Leg Level Switche drains | Pipe Rack 2nd | HRSG/ST | DRIP LEG LS VENT/DRAIN VALVE | no data | CRH | PD-031A | CLOSED | OPEN | Steam | 0.75" | no data
01-VCRH175 | HP turbine exhaust Drip Leg Level Switches | ST lower East | no data | DRIP LEG LS ROOT VALVE | no data | CRH | PD-030A | OPEN | CLOSED | Steam | 1" | no data
01-VCRH176 | HP turbine exhaust Drip Leg Level Switches | ST lower East | no data | DRIP LEG LS ROOT VALVE | no data | CRH | PD-030A | OPEN | CLOSED | Steam | 1" | no data
01-VCRH177 | HP turbine exhaust Drip Leg Level Switches | ST lower East | no data | DRIP LEG LS ROOT VALVE | no data | CRH | PD-030A | OPEN | CLOSED | Steam | 1" | no data
01-VCRH178 | HP turbine exhaust Drip Leg Level Switches | ST lower East | no data | DRIP LEG LS ROOT VALVE | no data | CRH | PD-030A | OPEN | CLOSED | Steam | 1" | no data
01-VCRH180 | CRH to Aux steam FC iso (Low flow) | Pipe Rack 3rd | Aux Steam Header | CRH TO AXS ISOLATION | no data | CRH | PD-124A | OPEN | CLOSED | Steam | 3" | no data
01-VCRH181 | CRH to Aux steam FC iso (High flow) | Pipe Rack 3rd | Aux Steam Header | CRH TO AXS ISOLATION | no data | CRH | PD-124A | OPEN | CLOSED | Steam | 4" | no data
01-VCRH182 | CRH to Aux steam vent | Pipe Rack 3rd | Aux Steam Header | CRH TO AXS VENT VALVE | no data | CRH | PD-124A | CLOSED | OPEN | Steam | 0.75" | no data
01-VCRH183 | CRH to Aux steam FC iso (Low flow) | Pipe Rack 3rd | Aux Steam Header | CRH TO AXS ISOLATION | no data | CRH | PD-124A | OPEN | CLOSED | Steam | 4" | no data
01-VCRH184 | CRH to Aux steam FC iso (High flow) | Pipe Rack 3rd | Aux Steam Header | CRH TO AXS ISOLATION | no data | CRH | PD-124A | OPEN | CLOSED | Steam | 6" | no data
01-VCRH185 | CRH header Drip Leg drain | Pipe Rack 2nd | HRSG/ST | DRIP LEG DRAIN | no data | CRH | PD-031A | CLOSED | OPEN | Steam | 2" | no data
01-VCRH186 | CRH header vent | Pipe Rack 2nd | HRSG/ST | HYDRO/VENT CONNECTION VALVE | no data | CRH | PD-031A | CLOSED | OPEN | Steam | 0.75" | no data
01-VCTP100 | UNIT 1 WATER WASH SUMP INLET ISOLATION | UNIT 1 WATER WASH TANK PAD | no data | UNIT 1 WATER WASH TANK INLET ISOLATION | no data | CTP | PD-332 | OPEN | CLOSED | Water | 10" | no data
01-VCTP101 | UNIT 1 ECA COOLER DRAIN VALVE (B) ISOLATION | UNIT 1 ECA COOLER AREA | no data | UNIT 1 ECA COOLER DRAIN VALVE (B) ISOLATION | no data | CTP | PD-335A | OPEN | CLOSED | Air/Water | 1" | no data
01-VCTP102 | DRAIN ISOLATION |  | no data | DRAIN ISOLATION | no data | CTP | PD-336A | CLOSED | OPEN | Air/Water | 0.75" | no data
01-VCTP103 | UNIT 1 BLADE RING DRAIN ISOLATION | UNIT 1 TCA COOLER AREA | no data | UNIT 1 BLADE RING DRAIN ISOLATION | no data | CTP | PD-335A | CLOSED | OPEN | Air/Water | 2" | no data
01-VCTP104 | UNIT 1 ECA DRAIN MIST DEPARATOR DRAIN VALVE (B) ISOLATION | UNIT 1 ECA COOLER AREA | no data | UNIT 1 ECA DRAIN MIST DEPARATOR DRAIN VALVE (B) ISOLATION | no data | CTP | PD-335A | CLOSED | OPEN | Air/Water | 1" | no data
01-VCTP105 | UNIT 1 BLADE COMBUSTOR ISOLATION | UNIT 1 TCA COOLER AREA | no data | UNIT 1 BLADE COMBUSTOR ISOLATION | no data | CTP | PD-335A | OPEN | CLOSED | Air/Water | 1" | no data
01-VCTP106 | UNIT 1 ECA DRAIN MIST DEPARATOR DRAIN VALVE (A) ISOLATION | UNIT 1 ECA COOLER AREA | no data | UNIT 1 ECA DRAIN MIST DEPARATOR DRAIN VALVE (A) ISOLATION | no data | CTP | PD-335A | CLOSED | OPEN | Air/Water | 2" | no data
01-VCTP107 | UNIT 1 ECA COOLER DRAIN VALVE (A) ISOLATION | UNIT 1 ECA COOLER AREA | no data | UNIT 1 ECA COOLER DRAIN VALVE (A) ISOLATION | no data | CTP | PD-335A | CLOSED | OPEN | Air/Water | 2" | no data
01-VCTP108 | UNIT 1 COOLING AIR COOLER (HIGH TEMP) DRAIN VALVE (B) ISOLATION | UNIT 1 TCA COOLER AREA | no data | UNIT 1 COOLING AIR COOLER (HIGH TEMP) DRAIN VALVE (B) ISOLATION | no data | CTP | PD-335A | CLOSED | OPEN | Air/Water | 1" | no data
01-VCTP109 | UNIT 1 COOLING AIR COOLER (HIGH TEMP) DRAIN VALVE (A) ISOLATION | UNIT 1 TCA COOLER AREA | no data | UNIT 1 COOLING AIR COOLER (HIGH TEMP) DRAIN VALVE (A) ISOLATION | no data | CTP | PD-335A | CLOSED | OPEN | Air/Water | 2" | no data
01-VCTP110 | UNIT 1 COOLING AIR COOLER (LOW TEMP) DRAIN VALVE (A) ISOLATION | UNIT 1 TCA COOLER AREA | no data | UNIT 1 COOLING AIR COOLER (LOW TEMP) DRAIN VALVE (A) ISOLATION | no data | CTP | PD-335A | CLOSED | OPEN | Air/Water | 2" | no data
01-VCTP111 | UNIT 1 COOLING AIR COOLER (LOW TEMP) DRAIN VALVE (B) ISOLATION | UNIT 1 TCA COOLER AREA | no data | UNIT 1 COOLING AIR COOLER (LOW TEMP) DRAIN VALVE (B) ISOLATION | no data | CTP | PD-335A | CLOSED | OPEN | Air/Water | 1" | no data
01-VCTP113 | UNIT 1 2C COOLER DRAIN VALVE ISOLATION | UNIT 1 2C COOLER AREA | no data | UNIT 1 2C COOLER DRAIN VALVE ISOLATION | no data | CTP | PD-336A | CLOSED | OPEN | Air/Water | 4" | no data
01-VCTP114 | LUBE OIL VENT DRAIN ISOLATION | UNIT 1 2C COOLER AREA | no data | DRAIN ISOLATION | no data | CTP | PD-334A | CLOSED | OPEN | AIR/OIL | 0.75" | no data
01-VCTP115 | CT CASEING COOLING AIR FAN DRAIN | UNIT 1 TURBINE EXHAUST AREA (LADDER) | no data | DRAIN ISOLATION | no data | CTP | PD-336A | CLOSED | OPEN | AIR | 0.75" | no data
01-VCTP116 | CT CASEING COOLING AIR FAN DRAIN | UNIT 1 TURBINE EXHAUST AREA (LADDER) | no data | DRAIN ISOLATION | no data | CTP | PD-336A | CLOSED | OPEN | AIR | 0.75" | no data
01-VCTP117 | COOLING AIR TO FUEL GAS NOZZLE ISOLATION | UNIT 1 COOLING AIR N.W. TURBINE BUILDING (LADDER) | no data | COOLING AIR TO FUEL GAS NOZZLE ISOLATION | no data | CTP | PD-336A | CLOSED | OPEN | AIR | 6" | no data
01-VCTP119 | UNIT 1 COMBUSTION WATER WASH BLOCK VALVE | UNIT 1 BEHIND LUBE OIL TANK | no data | INSTRUMENT ISOLATION | no data | CTP | PD-332 | CLOSED | OPEN | Water | 0.75" | no data
01-VCTP120 | DRAIN ISOLATION |  | no data | DRAIN ISOLATION | no data | CTP | PD-334A | CLOSED | OPEN | AIR/OIL | 0.75" | no data
01-VCTP121 | Water wash skid offline 01-VCTP121 | inside CT enclosure unit 1 | no data | UNIT 1 ON LINE WASH SUPPLY ISOLATION AT CT PACKAGE | no data | CTP | PD-332 | CLOSED | CLOSED | Water | 3" | no data
01-VCTP123 | UNIT 1 ON LINE WASH CLEANING 3 WAY VALVE | UNIT 1 BEHIND LUBE OIL TANK | no data | UNIT 1 ON LINE WASH CLEANING 3 WAY VALVE | no data | CTP | PD-332 | CLOSED | CLOSED | Water | 3" | no data
01-VCTP125 | Water wash skid offline 01-VCTP125 | water wash | no data | UNIT 1 ON LINE WASH SUPPLY ISOLATION AT WW SKID | no data | CTP | PD-332 | CLOSED | CLOSED | Water | 3" | no data
01-VCTP129 | UNIT 1 WATER WASH INSTRUMENT ISOLATION | UNIT 1 BEHIND LUBE OIL TANK | no data | INSTRUMENT ISOLATION | no data | CTP | PD-332 | OPEN | CLOSED | Water | 0.75" | no data
01-VCTP131 | Water wash skid online 01-VCTP131 | inside Gt ENCLOSURE unit 1 | no data | UNIT 1 OFF LINE WASH SUPPLY ISOLATION AT CT PACKAGE | no data | CTP | PD-332 | CLOSED | CLOSED | Water | 3" | no data
01-VCTP133 | UNIT 1 OFF LINE WASH CLEANING 3 WAY VALVE | UNIT 1 BEHIND LUBE OIL TANK | no data | UNIT 1 OFF LINE WASH CLEANING 3 WAY VALVE | no data | CTP | PD-332 | CLOSED | CLOSED | Water | 3" | no data
01-VCTP135 | Water wash skid online 01-VCTP135 | water wash skid | no data | UNIT 1 OFF LINE WASH SUPPLY ISOLATION AT WW SKID | no data | CTP | PD-332 | CLOSED | CLOSED | Water | 3" | no data
01-VCTP146 | DRAIN ISOLATION |  | no data | DRAIN ISOLATION | no data | CTP | PD-336A | CLOSED | OPEN | Air/Water | 0.75" | no data
01-VCTP179 | UNIT 1 AIR INLET FLITER SYSTEM DRAIN | UNIT 1 INLET AREA | no data | DRAIN ISOLATION | no data | CTP | PD-333A | CLOSED | OPEN | Water | 0.75" | no data
01-VCTP180 | UNIT 1 AIR INLET FLITER SYSTEM DRAIN | UNIT 1 INLET AREA | no data | DRAIN ISOLATION | no data | CTP | PD-333A | CLOSED | OPEN | Water | 0.75" | no data
01-VCTP181 | UNIT 1 AIR INLET FLITER SYSTEM DRAIN | UNIT 1 INLET AREA | no data | DRAIN ISOLATION | no data | CTP | PD-333A | CLOSED | OPEN | Water | 0.75" | no data
01-VCTP182 | UNIT 1 AIR INLET FLITER SYSTEM DRAIN | UNIT 1 INLET AREA | no data | DRAIN ISOLATION | no data | CTP | PD-333A | CLOSED | OPEN | Water | 0.75" | no data
01-VCTP183 | UNIT 1 AIR INLET FLITER SYSTEM DRAIN | UNIT 1 INLET AREA | no data | DRAIN ISOLATION | no data | CTP | PD-333A | CLOSED | OPEN | Water | 0.75" | no data
01-VCTP185 | UNIT 1 AIR INLET FLITER INSTRUMENT ISOLATION | UNIT 1 INLET AREA | no data | INSTRUMENT ISOLATION | no data | CTP | PD-333A | OPEN | CLOSED | Water | 0.75" | no data
01-VDWS100 | CALCITE FILTER SUPPLY CHECK | UNIT 1 CALCITE SKID AREA | no data | CALCITE FILTER SUPPLY CHECK | no data | DWS | PD-333A | OPEN | CLOSED | Water | 3" | no data
01-VDWS101 | UNIT 1 CALCITE INSTRUMENT ISOLATION | UNIT 1 CALCITE SKID AREA | no data | INSTRUMENT | no data | DWS | PD-333A | OPEN | CLOSED | Water | 0.75" | no data
01-VDWS102 | UNIT 1 PHOSPHATE SILUTION SUPPLY ISOLATION | UNIT 1 CHEM SHACK OUTSIDE | no data | UNIT 1 PHOSPHATE SILUTION SUPPLY ISOLATION | no data | DWS | PD-411 | OPEN | CLOSED | Water | 1" | no data
01-VDWS103 | UNIT 1 SAMPLE PANEL SUPPLY | UNIT 1 SAPMLE BUILDING OUTSIDE | no data | UNIT 1 SAMPLE PANEL SUPPLY | no data | DWS | PD-411 | OPEN | CLOSED | Water | 1" | no data
01-VDWS104 | UNIT 1 EVAP COOLER SUPPLY ISOLATION | UNIT 1 CALCITE SKID AREA | no data | UNIT 1 EVAP COOLER SUPPLY ISOLATION | no data | DWS | PD-333A | OPEN | CLOSED | Water | 3" | no data
01-VDWS105 | Normal makeup vent | CRT landing | CRT | VENT | no data | DWS | PD-050A | CLOSED | OPEN | Water | 0.75" | no data
01-VDWS106 | CO2 outlet to CALCITE FILTER ISOLATION | U1 CALCITE SKID AREA | no data | CALCITE FILTER ISOLATION | no data | DWS | PD-333A | OPEN | CLOSED | Water | 1" | no data
01-VDWS107 | CALCITE FILTER CO2 INJECTION MODULE ISOLATION | U1 CALCITE SKID AREA | no data | CALCITE FILTER CO2 INJECTION MODULE ISOLATION | no data | DWS | PD-333A | OPEN | CLOSED | Water | 1" | no data
01-VDWS108 | UNIT1 CALCITE DRAIN | UNIT 1 CALCITE SKID AREA | no data | DRAIN | no data | DWS | PD-333A | CLOSED | OPEN | Water | 0.75" | no data
01-VDWS109 | UNIT 1 CALCITE INSTRUMENT ISOLATION | UNIT 1 CALCITE SKID AREA | no data | INSTRUMENT | no data | DWS | PD-333A | OPEN | CLOSED | Water | 0.75" | no data
01-VDWS110 | UNIT 1 CALCITE INSTRUMENT ISOLATION | UNIT 1 CALCITE SKID AREA | no data | INSTRUMENT | no data | DWS | PD-333A | OPEN | CLOSED | Water | 0.75" | no data
01-VDWS614 | UNIT 1 CCW INSTRUMENT ISOLATION | UNIT 1 CCW HEAD TANK AREA | no data | INSTRUMENT | no data | DWS | PD-270A | OPEN | CLOSED | Water | 0.5" | no data
01-VDWS615 | UNIT 1 CCW INSTRUMENT ISOLATION | UNIT 1 CCW HEAD TANK AREA | no data | INSTRUMENT | no data | DWS | PD-270A | OPEN | CLOSED | Water | 0.5" | no data
01-VDWS616 | CCW HEAD TANK SUPPLY CHECK | UNIT 1 DUCT BURNER SKID AREA | no data | CCW HEAD TANK SUPPLY CHECK | no data | DWS | PD-270A | OPEN | CLOSED | Water | 2" | no data
01-VDWS617 | CCW HEAD TANK ISOLATION | UNIT 1 DUCT BURNER SKID AREA | no data | CCW HEAD TANK ISOLATION | no data | DWS | PD-270A | OPEN | CLOSED | Water | 2" | no data
01-VDWS620 | UNIT 1 CCW DEMIN WATER MAKE UP | UNIT 1 CCW HEAD TANK AREA | no data | VENT | no data | DWS | PD-270A | CLOSED | OPEN | Water | 0.75" | no data
TagNumber | no data | no data | no data | Description | no data | System | P&ID | no data | no data | Working Fluid | Size (in) | no data
01-VDWS636 | Makeup CV bypass | CRT landing | CRT | CONTROL VALVE ISOLATION | no data | DWS | PD-050A | OPEN | CLOSED | Water | 0.75" | no data
01-VDWS638 | Normal makeup Iso before and after CV | CRT landing | CRT | CONTROL VALVE ISOLATION | no data | DWS | PD-050A | OPEN | CLOSED | Water | 4" | no data
01-VDWS639 | Normal makeup Iso before and after CV | CRT landing | CRT | CONTROL VALVE ISOLATION | no data | DWS | PD-050A | OPEN | CLOSED | Water | 4" | no data
01-VDWS641 | Emergency makeup Iso before and after CV | CRT landing | CRT | CONTROL VALVE ISOLATION | no data | DWS | PD-050A | OPEN | CLOSED | Water | 6" | no data
01-VDWS642 | Emergency makeup Iso before and after CV | CRT landing | CRT | CONTROL VALVE ISOLATION | no data | DWS | PD-050A | OPEN | CLOSED | Water | 6" | no data
01-VDWS643 | Emergency makeup drain | CRT landing | CRT | DRAIN | no data | DWS | PD-050A | CLOSED | OPEN | Water | 0.75" | no data
01-VDWS648 | Normal makeup drain | CRT landing | CRT | DRAIN | no data | DWS | PD-050A | CLOSED | OPEN | Water | 0.75" | no data
01-VFGS113 | UNIT 1 GAS FLOW METER INLET | no data | UNIT 1 GT HEADER | FLOW METER INLET | no data | FGS | PD-655A | OPEN | CLOSED | Natural Gas | 10" | no data
01-VFGS115 | UNIT 1 FUEAL GAS PERFORMANCE HEATER NITROGEN PURGE/VENT | no data | UNIT 1 GT HEADER | N2 PURGE ISOLATION | no data | FGS | PD-656A | OPEN | CLOSED | Natural Gas | 0.75" | no data
01-VFGS116 | UNIT 1 GAS FLOW METER VENT | no data | UNIT 1 GT HEADER | VENT/DRAIN | no data | FGS | PD-655A | CLOSED | OPEN | Natural Gas | 0.75" | no data
01-VFGS120 | UNIT 1 DUCT BURNER SUPPLY VENT AFTER REGULATION SKID | no data | UNIT 1 DUCT BURNER | N2 PURGE ISOLATION | no data | FGS | PD-658A | CLOSED | OPEN | Natural Gas | 0.75" | no data
01-VFGS122 | UNIT 1 GAS FLOW METER BYPASS | no data | UNIT 1 GT HEADER | FLOW METER BYPASS | no data | FGS | PD-655A | CLOSED | CLOSED | Natural Gas | 10" | no data
01-VFGS123 | UNIT 1 BYPASS FUEL GAS PERFORMANCE HEATER VENT VALVE | no data | UNIT 1 GT HEADER | EMERGENCY VENT VALVE BYPASS | no data | FGS | PD-656A | CLOSED | CLOSED | Natural Gas | 3" | no data
01-VFGS124 | UNIT 1 GAS FLOW METER OUTLET | no data | UNIT 1 GT HEADER | TO GT EMERGENCY SHUT OFF VALVE | no data | FGS | PD-655A | OPEN | CLOSED | Natural Gas | 10" | no data
01-VFGS128 | UNIT 1 GAS PERFORMASE HEATER LT DRAIN VESSEL 1 | no data | UNIT 1 GT HEADER | DRAIN | no data | FGS | PD-656A | CLOSED | OPEN | Natural Gas | 1" | no data
01-VFGS130 | UNIT 1 FUEAL GAS PERFORMANCE HEATER ISOLATION TO AUTOMATIC VENT | no data | UNIT 1 GT HEADER | PERFORMANCE HEATER TO EMERGENCY VENT VALVE | no data | FGS | PD-656A | CLOSED | OPEN | Natural Gas | 3" | no data
01-VFGS134 | UNIT 1 GAS PERFORMASE HEATER DRAIN LT VESSEL 2 | no data | UNIT 1 GT HEADER | DRAIN | no data | FGS | PD-656A | CLOSED | OPEN | Natural Gas | 1" | no data
01-VFGS140 | UNIT 1 INSTRUMENT GAS BLOCK VALVE | UNIT 1 PIPE RACK 1ST LEVEL MIDDLE AREA | no data | INSTRUMENTATION ROOT VALVE | no data | FGS | PD-656A | OPEN | CLOSED | Natural Gas | 0.75" | no data
01-VFGS141 | UNIT 1 INSTRUMENT GAS BLOCK VALVE | UNIT 1 PIPE RACK 1ST LEVEL MIDDLE AREA | no data | INSTRUMENTATION ROOT VALVE | no data | FGS | PD-656A | OPEN | CLOSED | Natural Gas | 0.75" | no data
01-VFGS143 | UNIT 1 GT FUEL GAS FILTER NITROGEN SUPPLY | no data | UNIT 1 GT HEADER | N2 PURGE ISOLATION | no data | FGS | PD-657A | CLOSED | CLOSED | Natural Gas | 1" | no data
01-VFGS147 | PRESSURE TRANSMITTER 01MBP01CP110 ISOLATION | no data | UNIT 1 GT HEADER | INSTRUMENT | no data | FGS | PD-657A | OPEN | CLOSED | Natural Gas | 1" | no data
01-VFGS148 | PRESSURE TRANSMITTER 01MBP01CP110 ISOLATION | no data | UNIT 1 GT HEADER | INSTRUMENTATION ROOT VALVE | no data | FGS | PD-657A | OPEN | CLOSED | Natural Gas | 1" | no data
01-VFGS157 | PRESSURE TRANSMITTER 01MBP01CP111 ISOLATION | no data | UNIT 1 GT HEADER | INSTRUMENTATION ROOT VALVE | no data | FGS | PD-657A | OPEN | CLOSED | Natural Gas | 1" | no data
01-VFGS158 | PRESSURE TRANSMITTER 01MBP01CP111 ISOLATION | no data | UNIT 1 GT HEADER | INSTRUMENTATION ROOT VALVE | no data | FGS | PD-657A | OPEN | CLOSED | Natural Gas | 1" | no data
01-VFGS174 | UNIT 1 GT FUEL GAS FILTER INLET | no data | UNIT 1 GT HEADER | GAS TURBINE FUEL GAS CARTRIDGE FILTER INLET | no data | FGS | PD-657A | OPEN | CLOSED | Natural Gas | 12" | no data
01-VFGS176 | UNIT 1 DUCT BURNER REGULATION SKID ISOLATION | no data | UNIT 1 DUCT BURNER | EQUIPMENT ISOLATION | no data | FGS | PD-658A | OPEN | CLOSED | Natural Gas | 6" | no data
01-VFGS177 | UNIT 1 GT DOWNSTREAM PURGE CREDIT VALVE NITROGEN PURGE/VENT | no data | UNIT 1 GT HEADER | VENT | no data | FGS | PD-657A | CLOSED | OPEN | Natural Gas | 2" | no data
01-VFGS178 | UNIT 1 GT DOWNSTREAM PURGE CREDIT VALVE NITROGEN PURGE/VENT | no data | UNIT 1 GT HEADER | VENT | no data | FGS | PD-657A | CLOSED | OPEN | Natural Gas | 2" | no data
01-VFGS179 | UNIT 1 DUCT BURNER PRESSURE REGULATION OUTLET | no data | UNIT 1 DUCT BURNER | EQUIPMENT ISOLATION | no data | FGS | PD-658A | OPEN | CLOSED | Natural Gas | 12" | no data
01-VFGS184 | UNIT 1 GT DOWNSTREAM PURGE CREDIT VALVE NITROGEN PURGE/VENT | no data | UNIT 1 GT HEADER | VENT | no data | FGS | PD-657A | CLOSED | OPEN | Natural Gas | 2" | no data
01-VFGS192 | UNIT 1 GT FUEL GAS FILTER OUTLET | no data | UNIT 1 GT HEADER | FUEL GAS PURGE CREDIT SHUT OFF VALVE A | no data | FGS | PD-657A | OPEN | CLOSED | Natural Gas | 12" | no data
01-VFGS193 | UNIT 1 GT FUEL GAS FILTER INLET | no data | UNIT 1 GT HEADER | VENT | no data | FGS | PD-657A | CLOSED | OPEN | Natural Gas | 1" | no data
01-VFGS217 | UNIT 1 DUCT BURNER SKID VENT AFTER ISOLATION | no data | UNIT 1 DUCT BURNER | N2 PURGE ISOLATION | no data | FGS | PD-658A | CLOSED | OPEN | Natural Gas | 0.75" | no data
01-VHPS100 | HPS header PITs (outside steamer bldg) | ST lower East | no data | PIT ROOT VALVE | no data | HPS | PD-021A | OPEN | CLOSED | Steam | 0.75" | no data
01-VHPS101 | HPS header PITs (outside steamer bldg) | ST lower East | no data | PIT ROOT VALVE | no data | HPS | PD-021A | OPEN | CLOSED | Steam | 0.75" | no data
01-VHPS102 | HPS header PITs (outside steamer bldg) | ST lower East | no data | PIT ROOT VALVE | no data | HPS | PD-021A | OPEN | CLOSED | Steam | 0.75" | no data
01-VHPS103 | HPS header PITs (outside steamer bldg) | ST lower East | no data | PIT ROOT VALVE | no data | HPS | PD-021A | OPEN | CLOSED | Steam | 0.75" | no data
01-VHPS106 | HPS header vent | ST lower East | no data | PTC ROOT VALVE | no data | HPS | PD-021A | CLOSED | OPEN | Steam | 0.75" | no data
01-VHPS107 | HPS header vent | ST lower East | no data | PTC ROOT VALVE | no data | HPS | PD-021A | CLOSED | OPEN | Steam | 0.75" | no data
01-VHPS108 | HPS header Drip Leg manual isolation | ST lower East | no data | DRIP LEG DRAIN | no data | HPS | PD-021A | OPEN | CLOSED | Steam | 2" | no data
01-VHPS109 | HPS header Drip Leg drain | ST lower East | no data | DRIP LEG DRAIN VALVE | no data | HPS | PD-021A | CLOSED | OPEN | Steam | 2" | no data
01-VHPS110 | HPS header Drip Leg drain | ST lower East | no data | DRIP LEG DRAIN VALVE | no data | HPS | PD-021A | CLOSED | OPEN | Steam | 2" | no data
01-VHPS111 | HPS header vent | Pipe Rack 3rd | HRSG/ST | PIT ROOT VALVE | no data | HPS | PD-020A | CLOSED | OPEN | Steam | 0.75" | no data
01-VHPS112 | HPS header vent | Pipe Rack 3rd | HRSG/ST | PTC ROOT VALVE | no data | HPS | PD-020A | CLOSED | OPEN | Steam | 0.75" | no data
01-VHPS113 | HPS header PITs | Pipe Rack 3rd | HRSG/ST | PIT ROOT VALVE | no data | HPS | PD-020A | OPEN | CLOSED | Steam | 0.75" | no data
01-VHPS114 | HPS header PITs | Pipe Rack 3rd | HRSG/ST | PIT ROOT VALVE | no data | HPS | PD-020A | OPEN | CLOSED | Steam | 0.75" | no data
01-VHPS115 | HPS header PITs | Pipe Rack 3rd | HRSG/ST | PTC ROOT VALVE | no data | HPS | PD-020A | OPEN | CLOSED | Steam | 0.75" | no data
01-VHPS116 | HPS header PITs | Pipe Rack 3rd | HRSG/ST | PIT ROOT VALVE | no data | HPS | PD-020A | OPEN | CLOSED | Steam | 0.75" | no data
01-VHPS119 | HPS Bypass PITs | Pipe Rack 3rd | HRSG/ST | PIT ROOT VALVE | no data | HPS | PD-020A | OPEN | CLOSED | Steam | 0.75" | no data
01-VHPS120 | HPS Bypass PITs | Pipe Rack 3rd | HRSG/ST | PIT ROOT VALVE | no data | HPS | PD-020A | OPEN | CLOSED | Steam | 0.75" | no data
01-VHPS121 | HPS Bypass PITs | Pipe Rack 3rd | HRSG/ST | PIT ROOT VALVE | no data | HPS | PD-020A | OPEN | CLOSED | Steam | 0.75" | no data
01-VHPS122 | HPS Bypass PITs | Pipe Rack 3rd | HRSG/ST | PIT ROOT VALVE | no data | HPS | PD-020A | OPEN | CLOSED | Steam | 0.75" | no data
01-VHPS123 | HP steam FT after terminal attemperator | Pipe Rack 3rd | HRSG/ST | PIT ROOT VALVE | no data | HPS | PD-020A | OPEN | CLOSED | Steam | 0.75" | no data
01-VHPS124 | HP steam FT after terminal attemperator | Pipe Rack 3rd | HRSG/ST | PIT ROOT VALVE | no data | HPS | PD-020A | OPEN | CLOSED | Steam | 0.75" | no data
01-VHPS125 | HP steam FT after terminal attemperator | Pipe Rack 3rd | HRSG/ST | PIT ROOT VALVE | no data | HPS | PD-020A | OPEN | CLOSED | Steam | 0.75" | no data
01-VHPS126 | HP steam FT after terminal attemperator | Pipe Rack 3rd | HRSG/ST | PIT ROOT VALVE | no data | HPS | PD-020A | OPEN | CLOSED | Steam | 0.75" | no data
01-VHPS127 | HP steam FT after terminal attemperator | Pipe Rack 3rd | HRSG/ST | PIT ROOT VALVE | no data | HPS | PD-020A | OPEN | CLOSED | Steam | 0.75" | no data
01-VHPS128 | HPS Bypass vent | Pipe Rack 3rd | HRSG/ST | PIT ROOT VALVE | no data | HPS | PD-020A | CLOSED | OPEN | Steam | 0.75" | no data
01-VHPS129 | HPS Bypass vent | Pipe Rack 3rd | HRSG/ST | PIT ROOT VALVE | no data | HPS | PD-020A | CLOSED | OPEN | Steam | 0.75" | no data
01-VHPS130 | HP steam FT after terminal attemperator | Pipe Rack 3rd | HRSG/ST | PIT ROOT VALVE | no data | HPS | PD-020A | OPEN | CLOSED | Steam | 0.75" | no data
01-VHPS137 | HPS Bypass warmup line vent | Pipe Rack 3rd | HRSG/ST | VENT VALVE | no data | HPS | PD-020A | CLOSED | OPEN | Steam | 0.75" | no data
01-VHPS138 | HPS Bypass warmup line vent | Pipe Rack 3rd | HRSG/ST | VENT VALVE | no data | HPS | PD-020A | CLOSED | OPEN | Steam | 0.75" | no data
01-VHRH100 | HRH header PIT (after attemperator) | Pipe Rack 3rd | HRSG/ST | VENT/DRAIN/INSTRUMENTATION ROOT VALVE | no data | HRH | PD-034A | OPEN | CLOSED | Steam | 0.75" | no data
01-VHRH101 | HRH header vent | Pipe Rack 3rd | HRSG/ST | VENT/DRAIN/INSTRUMENTATION ROOT VALVE | no data | HRH | PD-034A | CLOSED | OPEN | Steam | 0.75" | no data
TagNumber | no data | no data | no data | Description | no data | System | P&ID | no data | no data | Working Fluid | Size (in) | no data
01-VHRH102 | HRH header PIT (after attemperator) | Pipe Rack 3rd | HRSG/ST | VENT/DRAIN/INSTRUMENTATION ROOT VALVE | no data | HRH | PD-034A | OPEN | CLOSED | Steam | 0.75" | no data
01-VHRH103 | HRH header PIT (after attemperator) | Pipe Rack 3rd | HRSG/ST | VENT/DRAIN/INSTRUMENTATION ROOT VALVE | no data | HRH | PD-034A | OPEN | CLOSED | Steam | 0.75" | no data
01-VHRH104 | HRH header PIT (after attemperator) | Pipe Rack 3rd | HRSG/ST | VENT/DRAIN/INSTRUMENTATION ROOT VALVE | no data | HRH | PD-034A | OPEN | CLOSED | Steam | 0.75" | no data
01-VHRH105 | HRH Bypass warm up line vent | ST lower East | no data | VENT/DRAIN/INSTRUMENTATION ROOT VALVE | no data | HRH | PD-034A | OPEN | CLOSED | Steam | 0.75" | no data
01-VHRH106 | HRH header PIT (after attemperator) | Pipe Rack 3rd | HRSG/ST | VENT/DRAIN/INSTRUMENTATION ROOT VALVE | no data | HRH | PD-034A | OPEN | CLOSED | Steam | 0.75" | no data
01-VHRH107 | HRH header vent | Pipe Rack 3rd | HRSG/ST | VENT/DRAIN/INSTRUMENTATION ROOT VALVE | no data | HRH | PD-034A | CLOSED | OPEN | Steam | 0.75" | no data
01-VHRH108 | HRH header vent | Pipe Rack 3rd | HRSG/ST | VENT/DRAIN/INSTRUMENTATION ROOT VALVE | no data | HRH | PD-035A | CLOSED | OPEN | Steam | 0.75" | no data
01-VHRH109 | HRH header vent | Pipe Rack 3rd | HRSG/ST | VENT/DRAIN/INSTRUMENTATION ROOT VALVE | no data | HRH | PD-035A | CLOSED | OPEN | Steam | 0.75" | no data
01-VHRH110 | HRH dripleg before SV/CV AOV iso | ST lower East | no data | DRIP LEG DRAIN | no data | HRH | PD-034A | OPEN | CLOSED | Steam | 2" | no data
01-VHRH111 | HRH Bypass warm up line vent | ST lower East | no data | 01-IKS-HRH100F ISOLATION VALVE | no data | HRH | PD-034A | OPEN | CLOSED | Steam | 0.75" | no data
01-VHRH113 | HRH Bypass warm up line vent | ST upper East | ST | VENT/DRAIN/INSTRUMENTATION ROOT VALVE | no data | HRH | PD-034A | CLOSED | OPEN | Steam | 0.75" | no data
01-VHRH114 | HRH Bypass warm up line vent | ST upper East | ST | VENT/DRAIN/INSTRUMENTATION ROOT VALVE | no data | HRH | PD-034A | CLOSED | OPEN | Steam | 0.75" | no data
01-VHRH115 | HRH Bypass warm up line iso (overhead) | ST lower East | no data | WARMING LINE ISOLATION | no data | HRH | PD-034A | OPEN | CLOSED | Steam | 2" | no data
01-VHRH116 | HRH Bypass warm up line iso | ST upper East | ST | WARMING LINE ISOLATION | no data | HRH | PD-034A | OPEN | CLOSED | Steam | 2" | no data
01-VHRH120 | HRH dripleg drain | ST lower East | no data | VENT/DRAIN/INSTRUMENTATION ROOT VALVE | no data | HRH | PD-034A | CLOSED | OPEN | Steam | 2" | no data
01-VHRH121 | HRH header PIT (after attemperator) | Pipe Rack 3rd | HRSG/ST | VENT/DRAIN/INSTRUMENTATION ROOT VALVE | no data | HRH | PD-034A | OPEN | CLOSED | Steam | 0.75" | no data
01-VHRH125 | HRH Bypass line PITs (OUTSIDE DECK) | ST upper East (OUTSIDE DECK) | ST | VENT/DRAIN/INSTRUMENTATION ROOT VALVE | no data | HRH | PD-034A | OPEN | CLOSED | Steam | 0.75" | no data
01-VHRH126 | HRH Bypass line PITs (OUTSIDE DECK) | ST upper East (OUTSIDE DECK) | ST | VENT/DRAIN/INSTRUMENTATION ROOT VALVE | no data | HRH | PD-034A | OPEN | CLOSED | Steam | 0.75" | no data
01-VHRH135 | HRH header PIT (before attemperator) | Pipe Rack 3rd | HRSG/ST | VENT/DRAIN/INSTRUMENTATION ROOT VALVE | no data | HRH | PD-034A | OPEN | CLOSED | Steam | 0.75" | no data
01-VHRH136 | HRH header PIT (before attemperator) | Pipe Rack 3rd | HRSG/ST | VENT/DRAIN/INSTRUMENTATION ROOT VALVE | no data | HRH | PD-034A | OPEN | CLOSED | Steam | 0.75" | no data
01-VHRH137 | HRH dripleg drain | ST lower East | no data | VENT/DRAIN/INSTRUMENTATION ROOT VALVE | no data | HRH | PD-034A | CLOSED | OPEN | Steam | 2" | no data
01-VHRH187 | HRH header PIT (before attemperator) | Pipe Rack 3rd | HRSG/ST | VENT/DRAIN/INSTRUMENTATION ROOT VALVE | no data | HRH | PD-034A | OPEN | CLOSED | Steam | 0.75" | no data
01-VHRH188 | HRH header PIT (before attemperator) | Pipe Rack 3rd | HRSG/ST | VENT/DRAIN/INSTRUMENTATION ROOT VALVE | no data | HRH | PD-034A | OPEN | CLOSED | Steam | 0.75" | no data
01-VINA100 | INA SUPPLY VALVE TO 01MBH06AA732 | UNIT 1 ECA COMPRESSOR SOUTH SIDE | no data | END USER ISOLATION | no data | INA | PD-552 | OPEN | CLOSED | AIR | 1" | no data
01-VINA101 | INA SUPPLY VALVE TO VACUUM PUMP SKID A | UNIT 1 VACUUM PUMP AREA WEST SIDE | no data | STUB-UP ISOLATION | no data | INA | PD-557 | OPEN | CLOSED | AIR | 1" | no data
01-VINA102 | INA SUPPLY VALVE TO 01MBH06AA761 | UNIT 1 ECA COMPRESSOR AREA UPPER PLATFORM | no data | END USER ISOLATION | no data | INA | PD-552 | OPEN | CLOSED | AIR | 0.75" | no data
01-VINA103 | INA SUPPLY VALVE TO ACC CONDENSATE HEADER LINE | UNIT 1 CONDENSATE TANK AREA | no data | STUB-UP ISOLATION | no data | INA | PD-557 | OPEN | CLOSED | AIR | 1" | no data
01-VINA104 | INA SUPPLY VALVE TO 01-YV-BDN321 | WASTE WATER TANK AREA | no data | STUB-UP ISOLATION | no data | INA | PD-553 | OPEN | CLOSED | AIR | 1" | no data
01-VINA105 | INA DRAIN VALVE | UNIT 1 HP DRAINS PIT AREA | no data | DRAIN | no data | INA | PD-558 | CLOSED | OPEN | AIR | 0.75" | no data
01-VINA106 | INA DRAIN VALVE | UNIT 1 SCR SKID AREA NORTH SIDE | no data | DRAIN | no data | INA | PD-552 | CLOSED | OPEN | AIR | 0.75" | no data
01-VINA107 | INA DRAIN VALVE | UNIT 1 DUCT BURNER SKID AREA | no data | DRAIN | no data | INA | PD-557 | CLOSED | OPEN | AIR | 0.75" | no data
01-VINA108 | INA SUPPLY VALVE TO 01-TCV-BFW749 | UNIT 1 PIPE RACK 3RD LEVEL | no data | END USER ISOLATION | no data | INA | PD-559 | OPEN | CLOSED | AIR | 0.75" | no data
01-VINA109 | INA SUPPLY VALVE TO 01-TCV-BFW761 | UNIT 1 PIPE RACK 3RD LEVEL NORTH SIDE | no data | END USER ISOLATION | no data | INA | PD-559 | OPEN | CLOSED | AIR | 0.75" | no data
01-VINA110 | INA SUPPLY VALVE TO 01-TCV-CCW181 | UNIT 1 CCW PUMP AREA | no data | END USER ISOLATION | no data | INA | PD-552 | OPEN | CLOSED | AIR | 0.75" | no data
01-VINA111 | INA SUPPLY VALVE TO 01-YV-BFW745 | UNIT 1 PIPE RACK 3RD LEVEL NORTH SIDE | no data | END USER ISOLATION | no data | INA | PD-559 | OPEN | CLOSED | AIR | 0.75" | no data
01-VINA112 | INA SUPPLY VALVE 01MBH05AA752 | UNIT 1 TCA COOLER AREA | no data | END USER ISOLATION | no data | INA | PD-552 | OPEN | CLOSED | AIR | 0.75" | no data
01-VINA113 | INA SUPPLY VALVE TO 01-TCV-BFW757 | UNIT 1 PIPE RACK 2ND LEVEL MIDDLE | no data | END USER ISOLATION | no data | INA | PD-559 | OPEN | CLOSED | AIR | 0.75" | no data
01-VINA114 | INA SUPPLY VALVE | UNIT 1 TCA COOLER AREA | no data | END USER ISOLATION | no data | INA | PD-552 | OPEN | CLOSED | AIR | 0.75" | no data
01-VINA115 | INA SUPPLY VALVE TO CT BUILDING | UNIT 1 CT EXHAUST AREA WEST SIDE | no data | STUB-UP ISOLATION | no data | INA | PD-557 | OPEN | CLOSED | AIR | 1.5" | no data
01-VINA116 | AIR SUPPLY OVERPRESSURE PROTECTION |  | no data | AIR SUPPLY OVERPRESSURE PROTECTION | no data | INA | PD-552 | OPEN | CLOSED | AIR | 0.75" | no data
01-VINA117 | AIR SUPPLY TO 01-YV-BFW757 | UNIT 1 PIPE RACK 3RD LEVEL NORTH SIDE | no data | END USER ISOLATION | no data | INA | PD-559 | OPEN | CLOSED | AIR | 0.75" | no data
01-VINA118 | AIR SUPPLY OVERPRESSURE PROTECTION |  | no data | AIR SUPPLY OVERPRESSURE PROTECTION | no data | INA | PD-552 | OPEN | CLOSED | AIR | 0.75" | no data
01-VINA119 | INA SUPPLY VALVE TO 01MBH06AA715 | UNIT 1 ECA COMPRESSOR AREA WEST SIDE | no data | END USER ISOLATION | no data | INA | PD-552 | OPEN | CLOSED | AIR | 0.75" | no data
01-VINA120 | INA SUPPLY VALVE TO 01-YV-BFW309 | UNIT 1 PIPE RACK 1ST LEVEL MIDDLE AREA | no data | END USER ISOLATION | no data | INA | PD-559 | OPEN | CLOSED | AIR | 0.75" | no data
01-VINA121 | INA SUPPLY VALVE TO 01-YV-BFW319 | UNIT 1 PIPE RACK 1ST LEVEL MIDDLE AREA | no data | END USER ISOLATION | no data | INA | PD-559 | OPEN | CLOSED | AIR | 0.75" | no data
01-VINA122 | INA SUPPLY VALVE TO 01-PCV-CCW191 | UNIT 1 CCW PUMP AREA | no data | END USER ISOLATION | no data | INA | PD-552 | OPEN | CLOSED | AIR | 0.75" | no data
01-VINA123 | INA SUPPLY VALVE TO 01-WDR-PNL-02 | WASTE WATER TANK AREA | no data | END USER ISOLATION | no data | INA | PD-553 | OPEN | CLOSED | AIR | 1" | no data
01-VINA124 | INA SUPPLY VALVE TO UNIT 1 BLOW DOWN AREA | UNIT 1 HP DRAINS PIT AREA | no data | STUB-UP ISOLATION | no data | INA | PD-552 | OPEN | CLOSED | AIR | 1" | no data
01-VINA125 | INA SUPPLY VALVE TO 01-TCV-BFW736 | UNIT 1 PIPE RACK 2ND LEVEL MIDDLE | no data | END USER ISOLATION | no data | INA | PD-559 | OPEN | CLOSED | AIR | 0.75" | no data
01-VINA126 | INA SUPPLY VALVE TO 01MBH06AA732 | UNIT 1 ECA COMPRESSOR SOUTH SIDE | no data | STUB-UP ISOLATION | no data | INA | PD-552 | OPEN | CLOSED | AIR | 1" | no data
01-VINA127 | INA SUPPLY VALVE TO 01-TCV-BFW716 | UNIT 1 PIPE RACK 3RD LEVEL SOUTH SIDE | no data | END USER ISOLATION | no data | INA | PD-560 | OPEN | CLOSED | AIR | 0.75" | no data
01-VINA128 | INA SUPPLY VALVE FOR HEADER | UNIT 1 ECA COMPRESSOR AREA | no data | STUB-UP ISOLATION | no data | INA | PD-552 | OPEN | CLOSED | AIR | 1" | no data
01-VINA129 | INA SUPPLY VALVE FOR 01-FCV-BFW343 VOLUME TANK | UNIT 1 PIPE RACK 1ST LEVEL MIDDLE AREA | no data | END USER ISOLATION | no data | INA | PD-559 | OPEN | CLOSED | AIR | 0.75" | no data
01-VINA130 | INA SUPPLY TO 01-AQA-SKD-01 | UNIT 1 SCR SKID AREA | no data | STUB-UP ISOLATION | no data | INA | PD-552 | OPEN | CLOSED | AIR | 1" | no data
01-VINA131 | U1 LRVP "B" INA-YV-883 air supply valve | U1 VACUUM PUMP AREA | no data | END USER ISOLATION | no data | INA | PD-557 | OPEN | CLOSED | AIR | 0.75" | no data
01-VINA132 | INA SUPPLY TO 01-ARM-SKD-01A | UNIT 1 VACUUM PUMP AREA | no data | END USER ISOLATION | no data | INA | PD-557 | OPEN | CLOSED | AIR | 0.75" | no data
01-VINA133 | INA SUPPLY VALVE TO 01-TCV-BFW735 VOLUME TANK | UNIT 1 PIPE RACK 2ND LEVEL MIDDLE | no data | END USER ISOLATION | no data | INA | PD-559 | OPEN | CLOSED | AIR | 0.75" | no data
01-VINA134 | INA SUPPLY TO 01-ARM-SKD-01B | UNIT 1 VACUUM PUMP AREA | no data | END USER ISOLATION | no data | INA | PD-557 | OPEN | CLOSED | AIR | 0.75" | no data
01-VINA135 | INA SUPPLY TO 01-PCV-CND423 | UNIT 1 PIPE 1ST LEVEL NORTH SIDE | no data | END USER ISOLATION | no data | INA | PD-559 | OPEN | CLOSED | AIR | 1" | no data
01-VINA136 | INA SUPPLY TO 01-TCV-CND718 | UNIT 1 DRAINS HP DRAINS PIT | no data | END USER ISOLATION | no data | INA | PD-559 | OPEN | CLOSED | AIR | 0.75" | no data
01-VINA137 | INA SUPPLY TO 01-ARM-SKD-01C | UNIT 1 VACUUM PUMP AREA | no data | END USER ISOLATION | no data | INA | PD-557 | OPEN | CLOSED | AIR | 0.75" | no data
01-VINA138 | INA SUPPLY TO 01-ARM-SKD-01C | UNIT 1 VACUUM PUMP AREA | no data | END USER ISOLATION | no data | INA | PD-557 | OPEN | CLOSED | AIR | 0.75" | no data
01-VINA139 | INA SUPPLY TO 01-PDR-PMP-01 | UNIT 1 DRAINS PIT SUMP PUMP AREA | no data | END USER ISOLATION | no data | INA | PD-559 | OPEN | CLOSED | AIR | 2" | no data
01-VINA140 | INA SUPPLY TO 01MBH06AA716 | UNIT 1 ECA COMPRESSOR AREA | no data | END USER ISOLATION | no data | INA | PD-552 | OPEN | CLOSED | AIR | 0.75" | no data
TagNumber | no data | no data | no data | Description | no data | System | P&ID | no data | no data | Working Fluid | Size (in) | no data
01-VINA141 | INA SUPPLY HEADER VALVE | UNIT 1 ECA COMPRESSOR AREA | no data | STUB-UP ISOLATION | no data | INA | PD-552 | OPEN | CLOSED | AIR | 1" | no data
01-VINA142 | INA SUPPLY VALVE TO 01-YCV-HIS907 | UNIT 1 SCR SKID AREA NORTH SIDE | no data | END USER ISOLATION | no data | INA | PD-552 | OPEN | CLOSED | AIR | 1" | no data
01-VINA143 | INA SUPPLY TO 01-MBP-01AA721 | UNIT 1 PURGE CREDIT VALVE AREA | no data | END USER ISOLATION | no data | INA | PD-559 | OPEN | CLOSED | AIR | 0.75" | no data
01-VINA144 | INA SUPPLY TO 01-FGS-SKD-01 | UNIT 1 DUCT BURNER CONTROL VALVES | no data | STUB-UP ISOLATION | no data | INA | PD-557 | OPEN | CLOSED | AIR | 1" | no data
01-VINA145 | INA SUPPLY TO 01MBP-01AA723 | UNIT 1 PURGE CREDIT VALVE AREA | no data | END USER ISOLATION | no data | INA | PD-559 | OPEN | CLOSED | AIR | 0.75" | no data
01-VINA146 | INA SUPPY TO 01-TCV-HBD901 | UNIT 1 HRSG BLOW DOWN AREA | no data | END USER ISOLATION | no data | INA | PD-558 | OPEN | CLOSED | AIR | 0.75" | no data
01-VINA147 | INA SUPPLY TO 01-MBP-01AA724 | UNIT 1 PURGE CREDIT VALVE AREA | no data | END USER ISOLATION | no data | INA | PD-559 | OPEN | CLOSED | AIR | 0.75" | no data
01-VINA148 | INA SUPPLY TO 01-MBP-01AA725 | UNIT 1 PURGE CREDIT VALVE AREA | no data | END USER ISOLATION | no data | INA | PD-559 | OPEN | CLOSED | AIR | 0.75" | no data
01-VINA149 | INA SUPPLY TO 01MBH06AA750 | UNIT 1 SCR SKID AREA | no data | END USER ISOLATION | no data | INA | PD-552 | OPEN | CLOSED | AIR | 0.75" | no data
01-VINA150 | INA SUPPLY TO 01MBH05AA751 | UNIT 1 TCA COOLER AREA | no data | STUB-UP ISOLATION | no data | INA | PD-552 | OPEN | CLOSED | AIR | 1" | no data
01-VINA151 | INA CT CASING COOLING FAN DRAIN | UNIT 1 CT CASING COOLING FAN AREA | no data | DRAIN | no data | INA | PD-559 | CLOSED | OPEN | AIR | 0.75" | no data
01-VINA152 | INA SUPPLY TO 01-TCV-AXS371 | UNIT 1 LP BLOW DOWN AREA | no data | END USER ISOLATION | no data | INA | PD-559 | OPEN | CLOSED | AIR | 0.75" | no data
01-VINA153 | INA SUPPLY TO 01-LCV-HHS901 | UNIT 1 HRSG STAIRS AREA | no data | END USER ISOLATION | no data | INA | PD-557 | OPEN | CLOSED | AIR | 0.75" | no data
01-VINA154 | INA HEADER SUPPLY VALVE UNIT 1 STG BUILD | UNIT 1 INSIDE BUILDING UNDER STEAM EXHAUST | no data | STUB-UP ISOLATION | no data | INA | PD-552 | OPEN | CLOSED | AIR | 2" | no data
01-VINA155 | INA HEADER DRAIN VALVE DRAINS PUMP | UNIT 1 ST DRAINS TANK SUMP AREA | no data | DRAIN | no data | INA | PD-559 | CLOSED | OPEN | AIR | 0.75" | no data
01-VINA156 | INA SUPPLY VALVE TO 01-CTG-PKG-01 | UNIT 1 LUBE OIL LADDER AREA | no data | STUB-UP ISOLATION | no data | INA | PD-552 | OPEN | CLOSED | AIR | 2" | no data
01-VINA157 | INA SUPPLY VALVE TO 01-TCV-HHS801 | UNIT 1 1ST LANDING ABOVE DUCT BURNER SKID | no data | END USER ISOLATION | no data | INA | PD-559 | OPEN | CLOSED | AIR | 0.75" | no data
01-VINA158 | INA SUPPLY HEADER VALVE | UNIT 1 TCA COOLER AREA | no data | STUB-UP ISOLATION | no data | INA | PD-552 | OPEN | CLOSED | AIR | 2" | no data
01-VINA159 | INA SUPPLY VALVE TO 01-PCV-HHS902 | UNIT 1 LP DRUM AREA | no data | END USER ISOLATION | no data | INA | PD-558 | OPEN | CLOSED | AIR | 0.75" | no data
01-VINA160 | INA SUPPLY VALVE TO VOLUME TANK 01-TCV-HLS903 | UNIT 1 LP FEEDWATER HEATER AREA | no data | END USER ISOLATION | no data | INA | PD-558 | OPEN | CLOSED | AIR | 0.75" | no data
01-VINA161 | INA SUPPLY VALVE TO VOLUME TANK 01-TCV-HLS904 | UNIT 1 LP FEEDWATER HEATER AREA | no data | END USER ISOLATION | no data | INA | PD-558 | OPEN | CLOSED | AIR | 0.75" | no data
01-VINA162 | INA SUPPLY VALVE TO VOLUME TANK 01-TCV-HLS901 | UNIT 1 LP FEEDWATER HEATER AREA | no data | END USER ISOLATION | no data | INA | PD-558 | OPEN | CLOSED | AIR | 0.75" | no data
01-VINA163 | INA SUPPLY VALVE TO VOLUME TANK 01-TCV-HLS902 | UNIT 1 LP FEEDWATER HEATER AREA HRSG PLATFORM | no data | END USER ISOLATION | no data | INA | PD-558 | OPEN | CLOSED | AIR | 0.75" | no data
01-VINA164 | INA SUPPLY TO 01-TCV-BFW735 | UNIT 1 PIPE RACK 2ND LEVEL LOWER PLATFORM | no data | END USER ISOLATION | no data | INA | PD-559 | OPEN | CLOSED | AIR | 0.75" | no data
01-VINA165 | INA SUPPLY VALVE TO 01MBH04AA712 | UNIT 1 2C COOLER AREA | no data | END USER ISOLATION | no data | INA | PD-558 | OPEN | CLOSED | AIR | 0.75" | no data
01-VINA166 | INA SUPPLY VALVE TO 01MBH06AA761 | UNIT 1 ECA COMPRESSOR AREA | no data | END USER ISOLATION | no data | INA | PD-552 | OPEN | CLOSED | AIR | 0.75" | no data
01-VINA167 | AIR SUPPLY OVERPRESSURE PROTECTION | UNIT 1 ECA COMPRESSOR AREA | no data | AIR SUPPLY OVERPRESSURE PROTECTION | no data | INA | PD-552 | OPEN | CLOSED | AIR | 0.75" | no data
01-VINA168 |  | UNIT 1 IP SPARGING LANDING | no data | END USER ISOLATION | no data | INA | PD-559 | OPEN | CLOSED | AIR | 0.75" | no data
01-VINA169 | INA SUPPLY VALVE TO 01-PSV-INA100 | UNIT 1 ECA COMPRESSOR AREA | no data | END USER ISOLATION | no data | INA | PD-552 | OPEN | CLOSED | AIR | 0.75" | no data
01-VINA170 | INA SUPPLY VALVE TO 01-FCV-HHS901 | UNIT 1 HP SPARGING AREA | no data | END USER ISOLATION | no data | INA | PD-559 | OPEN | CLOSED | AIR | 0.75" | no data
01-VINA171 | INA SUPPLY TO 01-PSV-INA101 | UNIT 1 ECA COMPRESSOR AREA NORTHSIDE | no data | END USER ISOLATION | no data | INA | PD-552 | OPEN | CLOSED | AIR | 0.75" | no data
01-VINA172 | INA SUPPLY TO VOLUME TANK 01-PCV-HLS901 | UNIT 1 HP SPARGING AREA | no data | END USER ISOLATION | no data | INA | PD-558 | OPEN | CLOSED | AIR | 0.75" | no data
01-VINA173 | INA DRAIN FOR 01MBA11CQ001 | UNIT 1 CT EXHAUST AREA (NEED SCAFFOLD) | no data | DRAIN | no data | INA | PD-558 | CLOSED | OPEN | AIR | 0.75" | no data
01-VINA174 | INA SUPPLY VALVE TO 01-TCV-CND717 | UNIT 1 HP DRAINS PIT AREA | no data | END USER ISOLATION | no data | INA | PD-559 | OPEN | CLOSED | AIR | 0.75" | no data
01-VINA175 | INA SUPPLY VALVE TO 01-YV-STP131 | UNIT 1 HP DRAINS PIT AREA | no data | END USER ISOLATION | no data | INA | PD-559 | OPEN | CLOSED | AIR | 0.75" | no data
01-VINA176 | INA SUPPLY VALVE TO 01-YV-STP132 | UNIT 1 HP DRAINS PIT AREA | no data | END USER ISOLATION | no data | INA | PD-559 | OPEN | CLOSED | AIR | 0.75" | no data
01-VINA177 | AIR SUPPLY OVERPRESSURE PROTECTION TO 01QFF11-806 | UNIT 1 ECA COMPRESSOR AREA NORTHSIDE | no data | AIR SUPPLY OVERPRESSURE PROTECTION | no data | INA | PD-552 | OPEN | CLOSED | AIR | 0.75" | no data
01-VINA178 | END USER ISOLATION |  | no data | END USER ISOLATION | no data | INA | PD-559 | OPEN | CLOSED | AIR | 0.75" | no data
01-VINA179 | INA DRAIN FOR 01MBH06AA761 | UNIT 1 ECA COMPRESSOR AREA | no data | DRAIN | no data | INA | PD-552 | OPEN | CLOSED | AIR | 0.75" | no data
01-VINA180 | INA DRAIN FOR 01MBH06AA762 | UNIT 1 ECA COMPRESSOR AREA | no data | DRAIN | no data | INA | PD-552 | OPEN | CLOSED | AIR | 0.75" | no data
01-VINA181 | AIR SUPPLY OVERPRESSURE PROTECTION TO 01QFF11-806 | UNIT 1 ECA COMPRESSOR AREA | no data | AIR SUPPLY OVERPRESSURE PROTECTION | no data | INA | PD-552 | OPEN | CLOSED | AIR | 0.75" | no data
01-VINA182 | INA SUPPLY VALVE TO 01-MBP-01AA722 | UNIT 1 PURGE CREDIT VALVE AREA | no data | END USER ISOLATION | no data | INA | PD-559 | OPEN | CLOSED | AIR | 0.75" | no data
01-VINA183 | INA SUPPLY VALVE TO CEMS SHACK UNIT 1 | UNIT 1 CEMS SHACK AREA | no data | STUB-UP ISOLATION | no data | INA | PD-557 | OPEN | CLOSED | AIR | 1" | no data
01-VINA184 | INA HEADER SUPPLY STUB UP | UNIT 1 HRSG EAST OF ACC ELEC. ENCLOSURE | no data | STUB-UP ISOLATION | no data | INA | PD-557 | CLOSED | OPEN | AIR | 1" | no data
01-VINA185 | AIR SUPPLY OVERPRESSURE PROTECTION TO 01QFF11-806 | UNIT 1 ECA COMPRESSOR AREA | no data | AIR SUPPLY OVERPRESSURE PROTECTION | no data | INA | PD-552 | OPEN | CLOSED | AIR | 0.75" | no data
01-VINA186 | INA HEADER SUPPLY STUB UP | UNIT 1 HRSG WEST OF ACC ELEC. ENCLOSURE | no data | STUB-UP ISOLATION | no data | INA | PD-557 | CLOSED | OPEN | AIR | 1" | no data
01-VINA187 | INA DRAIN VALVE TO 01-FGS-SKD-01 | UNIT 1 DUCT BURNER CONTROL VALVES AREA | no data | DRAIN | no data | INA | PD-557 | CLOSED | OPEN | AIR | 0.75" | no data
01-VINA188 | INA SUPPLY VALVE TO 01-LCV-HHS902 | UNIT 1 CONDENSATE AREA BY HRSG STAIRS | no data | END USER ISOLATION | no data | INA | PD-557 | OPEN | CLOSED | AIR | 0.75" | no data
01-VINA189 | INA DRAIN VALVE FOR 01MBP02GH001 | UNIT 1 AREA UNDER INLET INSIDE (LADDER) | no data | DRAIN | no data | INA | PD-557 | CLOSED | OPEN | AIR | 0.75" | no data
01-VINA190 | UNIT 1 HEADER SUPPLY VALVETO SW STC BUILDING | UNIT 1 GSU STEP UP AREA | no data | STUB-UP ISOLATION | no data | INA | PD-557 | OPEN | CLOSED | AIR | 2" | no data
01-VINA191 | INA DRAIN VALVE FOR PIPE RACK | UNIT 1 ABOVE HRSG ELEC ENCLOSURE | no data | DRAIN | no data | INA | PD-559 | CLOSED | OPEN | AIR | 0.75" | no data
01-VINA192 | INA SUPPLY VALVE TO 01-MBH-06AA714 | UNIT 1 ECA COMPRESSORS SOUTH SIDE | no data | STUB-UP ISOLATION | no data | INA | PD-552 | OPEN | CLOSED | AIR | 0.75" | no data
01-VINA193 | INA SUPPLY HEADER VALVE TO UNIT 1 BOILER FEEDWATER CONTROL | UNIT 1 PERFORMANCE HEATER AREA | no data | STUB-UP ISOLATION | no data | INA | PD-557 | OPEN | CLOSED | AIR | 1" | no data
01-VINA194 | INA DRAIN VALVE FOR 01-PCV-HHS902 | UNIT 1 TOP HP SUPERHEATER UNDER GRATING | no data | DRAIN | no data | INA | PD-558 | CLOSED | OPEN | AIR | 0.75" | no data
01-VINA195 | INA HEADER SUPPLY VALVE UNIT 1 HRSG WEST | UNIT 1 PURGE CREDIT VALVE AREA | no data | STUB-UP ISOLATION | no data | INA | PD-557 | OPEN | CLOSED | AIR | 2" | no data
01-VINA196 | INA SUPPLY VALVE TO 01MBP01AA701 | UNIT 1 PERFORMANCE HEATER AREA | no data | STUB-UP ISOLATION | no data | INA | PD-557 | OPEN | CLOSED | AIR | 0.75" | no data
01-VINA197 | INA SUPPLY VALVE TO 01MBA11CQ001 |  | no data | END USER ISOLATION | no data | INA | PD-558 | OPEN | CLOSED | AIR | 0.75" | no data
01-VINA198 | INA DRAIN VALVE FOR UNIT 1 HRSG AREA EAT OF ACC ELEC | UNIT 1 HRSG AREA EAT OF ACC ELEC AREA | no data | DRAIN | no data | INA | PD-557 | CLOSED | OPEN | AIR | 0.75" | no data
01-VINA199 | INA SUPPLY TO 01-ARM-SKD-01C | UNIT 1 VACUUM PUMP AREA WESTSIDE | no data | STUB-UP ISOLATION | no data | INA | PD-557 | OPEN | CLOSED | AIR | 1" | no data
01-VINA200 | INA SUPPLY VALVE TO 01-PCV-HIS903 |  | no data | END USER ISOLATION | no data | INA | PD-559 | OPEN | CLOSED | AIR | 0.75" | no data
01-VINA201 | INA SUPPLY TO 01-YV-BFW409 | UNIT 1 PERFORMANCE HEATER AREA | no data | END USER ISOLATION | no data | INA | PD-559 | OPEN | CLOSED | AIR | 0.75" | no data
01-VINA202 | INA DRAIN VALVE FOR 01-PCV-HHS902 | UNIT 1 HP DRUM AREA EASTSIDE UNDER GRATING | no data | DRAIN | no data | INA | PD-558 | CLOSED | OPEN | AIR | 0.75" | no data
01-VINA203 | INA DRAIN VALVE FOR UNIT 1 HRSG PIPE RACK | UNIT 1 HRSG WEST OF ACC ELEC. ENCLOSURE | no data | DRAIN | no data | INA | PD-557 | CLOSED | OPEN | AIR | 0.75" | no data
01-VINA204 | INA DRAIN VALVE FOR 01MBH06AA750 | UNIT 1 ECA COMPRESSOR AREA | no data | DRAIN | no data | INA | PD-552 | CLOSED | OPEN | AIR | 0.75" | no data
TagNumber | no data | no data | no data | Description | no data | System | P&ID | no data | no data | Working Fluid | Size (in) | no data
01-VINA205 | INA SUPPLY VALVE FOR 01-LCV-DWS715 | UNIT 1 CONDENSATE TANK AREA UPPER PLATFORM | no data | END USER ISOLATION | no data | INA | PD-559 | OPEN | CLOSED | AIR | 0.75" | no data
01-VINA206 | INA SUPPLY VALVE TO UNIT 1 ENCLOSURE | UNIT 1 WEST SIDE OF CT EXHAUST | no data | END USER ISOLATION | no data | INA | PD-559 | OPEN | CLOSED | AIR | 1.5" | no data
01-VINA207 | INA SUPPLY VALVE TO UNIT 1 CT CASING COOLING AIR FAN | UNIT 1 CASING COOLING AIR FAN | no data | END USER ISOLATION | no data | INA | PD-559 | OPEN | CLOSED | AIR | 0.75" | no data
01-VINA208 | INA SUPPLY VALVE TO 01-TCV-AXS711 | UNIT 1 CONDENSATE TANK AREA UPPER PLATFORM | no data | END USER ISOLATION | no data | INA | PD-559 | OPEN | CLOSED | AIR | 0.75" | no data
01-VINA209 | INA SUPPLY VALVE TO 01-PCV-AXS713 | UNIT 1 CONDENSATE TANK AREA UPPER PLATFORM | no data | END USER ISOLATION | no data | INA | PD-559 | OPEN | CLOSED | AIR | 0.75" | no data
01-VINA210 | INA SUPPLY VALVE TO 01-FCV-BFW147 | UNIT 1 CONDENSATE TANK AREA UPPER PLATFORM | no data | END USER ISOLATION | no data | INA | PD-559 | OPEN | CLOSED | AIR | 0.75" | no data
01-VINA211 | INA SUPPLY VALVE TO 01-FCV-BFW475 | UNIT 1 CONDENSATE TANK AREA UPPER PLATFORM | no data | END USER ISOLATION | no data | INA | PD-559 | OPEN | CLOSED | AIR | 0.75" | no data
01-VINA212 | INA SUPPLY VALVE TO 01-YV-BFW705 | UNIT 1 PIPE RACK 1ST LEVEL MIDDLE AREA | no data | END USER ISOLATION | no data | INA | PD-559 | OPEN | CLOSED | AIR | 0.75" | no data
01-VINA213 | INA SUPPLY VALVE TO 01-ARM-SKD-01E | UNIT 1 VACUUM PUMP AREA WESTSIDE | no data | STUB-UP ISOLATION | no data | INA | PD-557 | OPEN | CLOSED | AIR | 1" | no data
01-VINA214 | INA DRAIN VALVE FOR UNIT 1 SAMPLE PANEL | UNIT 1 SAMPLE PANEL AREA OUTSIDE | no data | DRAIN | no data | INA | PD-557 | CLOSED | OPEN | AIR | 0.75" | no data
01-VINA215 | INA SUPPLY VALVE TO 01-FCV-BFW187 | UNIT 1 CONDENSATE TANK AREA UPPER PLATFORM | no data | END USER ISOLATION | no data | INA | PD-559 | OPEN | CLOSED | AIR | 0.75" | no data
01-VINA216 | INA DRAIN VALVE FOR 01-PCV-HIS901 | UNIT 1 BOILER FEED PUMP EAST SIDE UNDER GRATING | no data | DRAIN | no data | INA | PD-559 | CLOSED | OPEN | AIR | 0.75" | no data
01-VINA217 | INA DRAIN VALVE FOR 01-LCV-HHS901 | UNIT 1 HRSG STAIRS AREA | no data | DRAIN | no data | INA | PD-557 | CLOSED | OPEN | AIR | 0.75" | no data
01-VINA218 | INA SUPPLY VALVE FOR UNIT 1 HRSG PIPE RACK | UNIT 1 HRSG WEST OF ACC ELEC. ENCLOSURE | no data | STUB-UP ISOLATION | no data | INA | PD-557 | OPEN | CLOSED | AIR | 1" | no data
01-VINA219 | INA SUPPLY VALVE TO 01-YV-CND441 | UNIT 1 HRSG STAIRS AREA | no data | END USER ISOLATION | no data | INA | PD-557 | OPEN | CLOSED | AIR | 0.75" | no data
01-VINA220 | INA DRAIN VALVE FOR 01-LCV-HHS902 | UNIT 1 HRSG STAIRS AREA | no data | DRAIN | no data | INA | PD-557 | CLOSED | OPEN | AIR | 0.75" | no data
01-VINA221 | INA SUPPLY VALVE FOR UNIT 1 ST DRAINS PIT AREA | UNIT 1 ST DRAINS PIT SUMP PUMP AREA | no data | STUB-UP ISOLATION | no data | INA | PD-557 | OPEN | CLOSED | AIR | 2" | no data
01-VINA222 | INA SUPPLY VALVE FOR UNIT 1 HRSG SOUTHWEST AREA | UNIT 1 INLET AREA NORTHSIDE | no data | STUB-UP ISOLATION | no data | INA | PD-557 | OPEN | CLOSED | AIR | 2" | no data
01-VINA223 | INA SUPPLY VALVE FOR 01-FGS-SKD-03 | UNIT 1 DUCT BURNER SKID AREA | no data | STUB-UP ISOLATION | no data | INA | PD-557 | OPEN | CLOSED | AIR | 1.5" | no data
01-VINA224 | INA SUPPLY VALVE TO 01-ARM-SKD-01D | UNIT 1 VACUUM PUMP AREA WESTSIDE | no data | STUB-UP ISOLATION | no data | INA | PD-557 | OPEN | CLOSED | AIR | 1" | no data
01-VINA225 | INA DRAIN VALVE FOR 01-YV-CND441 | UNIT 1 HRSG STAIRS AREA | no data | DRAIN | no data | INA | PD-557 | CLOSED | OPEN | AIR | 0.75" | no data
01-VINA226 | INA SUPPLY VALVE TO 01-05AA-MBH-701 | UNIT 1 CT ENCLOUSRE UPPER DECK EASTSIDE | no data | END USER ISOLATION | no data | INA | PD-558 | OPEN | CLOSED | AIR | 0.75" | no data
01-VINA227 | INA SUPPLY VALVE TO 01-FCV-BFW359 | UNIT 1 CONDENSATE TANK AREA UPPER PLATFORM | no data | END USER ISOLATION | no data | INA | PD-559 | OPEN | CLOSED | AIR | 0.75" | no data
01-VINA228 | INA SUPPLY VALVE TO 01-FCV-CND331 | UNIT 1 CONDENSATE TANK AREA UPPER PLATFORM | no data | END USER ISOLATION | no data | INA | PD-559 | OPEN | CLOSED | AIR | 0.75" | no data
01-VINA229 | INA SUPPLY VALVE TO 01-YV-DWS719 | UNIT 1 CONDENSATE TANK AREA UPPER PLATFORM | no data | END USER ISOLATION | no data | INA | PD-559 | OPEN | CLOSED | AIR | 0.75" | no data
01-VINA230 | INA SUPPLY VALVE TO 01-YV-BFW445 | UNIT 1 PERFORMANCE HEATER AREA | no data | END USER ISOLATION | no data | INA | PD-559 | OPEN | CLOSED | AIR | 0.75" | no data
01-VINA231 | INA DRAIN FOR 01-YV-CND441 | UNIT 1 HRSG STAIRS AREA | no data | DRAIN | no data | INA | PD-557 | CLOSED | OPEN | AIR | 0.75" | no data
01-VINA232 | INA SUPPLY VALVE TO 01-YV-BFW419 | UNIT 1 PERFORMANCE HEATER AREA | no data | END USER ISOLATION | no data | INA | PD-559 | OPEN | CLOSED | AIR | 0.75" | no data
01-VINA233 | INA SUPPLY VALVE TO 01-YV-BFW715 | UNIT 1 PIPE RACK 3RD LEVEL SOUTH END | no data | END USER ISOLATION | no data | INA | PD-560 | OPEN | CLOSED | AIR | 0.75" | no data
01-VINA234 | INA DRAIN FOR UNIT 1 CEMS SHACK | UNIT 1 CEMS SHACK AREA | no data | DRAIN | no data | INA | PD-557 | CLOSED | OPEN | AIR | 0.75" | no data
01-VINA235 | INA supply VALVE Fire System U1 ST/Generator Coupling | U1 TURBINE BLDG | no data | END USER ISOLATION | no data | INA | PD-560 | OPEN | CLOSED | AIR | 0.75" | no data
01-VINA236 | INA SUPPLY VALVE TO 01-PCV-CRH715 | UNIT 1 PIPE RACK 3RD LEVEL MIDDLE | no data | END USER ISOLATION | no data | INA | PD-560 | OPEN | CLOSED | AIR | 0.75" | no data
01-VINA237 | INA SUPPLY VALVE TO 01-PCV-CRH700 | UNIT 1 PIPE RACK 3RD LEVEL MIDDLE | no data | END USER ISOLATION | no data | INA | PD-560 | OPEN | CLOSED | AIR | 0.75" | no data
01-VINA238 | INA SUPPLY VALVE TO 01-MBP-01AA711 | UNIT 1 CT ENCLOUSRE WESTDIE | no data | END USER ISOLATION | no data | INA | PD-558 | OPEN | CLOSED | AIR | 0.75" | no data
01-VINA239 | INA SUPPLY VALVE TO 01MBL03AA704 | UNIT 1 PIPE RACK 1ST LEVEL MIDDLE AREA | no data | END USER ISOLATION | no data | INA | PD-560 | OPEN | CLOSED | AIR | 0.75" | no data
01-VINA240 | INA SUPPLY VALVE TO 01-TCV-CND719 | UNIT 1 CONDENSATE CORNER | no data | END USER ISOLATION | no data | INA | PD-560 | OPEN | CLOSED | AIR | 0.75" | no data
01-VINA241 | no data | no data | no data | END USER ISOLATION | no data | INA | PD-560 | no data | no data | AIR | 0.75" | no data
01-VINA242 | INA SUPPLY VALVE TO 01-PCV-STP601F | UNIT 1 CONDENSATE CORNER | no data | END USER ISOLATION | no data | INA | PD-560 | OPEN | CLOSED | AIR | 0.75" | no data
01-VINA243 | no data | no data | no data | END USER ISOLATION | no data | INA | PD-558 | no data | no data | AIR | 0.75" | no data
01-VINA244 | no data | no data | no data | END USER ISOLATION | no data | INA | PD-558 | no data | no data | AIR | 0.75" | no data
01-VINA245 | no data | no data | no data | END USER ISOLATION | no data | INA | PD-558 | no data | no data | AIR | 1" | no data
01-VINA246 | INA SUPPLY VALVE TO 01-TV-HPS123 | UNIT 1 CONDENSATE CORNER | no data | END USER ISOLATION | no data | INA | PD-560 | OPEN | CLOSED | AIR | 0.75" | no data
01-VINA248 | no data | no data | no data | END USER ISOLATION | no data | INA | PD-557 | no data | no data | AIR | 0.75" | no data
01-VINA251 | INA SUPPLY VALVE FOR UNIT 1 GT GAS DVP PANEL | UNIT 1 CT BUILDING OUTSIDE WALL PLATFORM | no data | END USER ISOLATION | no data | INA | PD-557 | OPEN | CLOSED | AIR | 0.75" | no data
01-VINA254 | INA SUPPLY VALVE TO 01-LCV-HHS902 | UNIT 1 HRSG STAIRS AREA | no data | END USER ISOLATION | no data | INA | PD-557 | OPEN | CLOSED | AIR | 0.75" | no data
01-VINA258 | no data | no data | no data | DRAIN | no data | INA | PD-557 | no data | no data | AIR | 0.75" | no data
01-VINA259 | no data | no data | no data | END USER ISOLATION | no data | INA | PD-552 | no data | no data | AIR | 0.75" | no data
01-VINA260 | no data | no data | no data | END USER ISOLATION | no data | INA | PD-552 | no data | no data | AIR | 0.75" | no data
01-VINA261 | no data | no data | no data | END USER ISOLATION | no data | INA | PD-552 | no data | no data | AIR | 0.75" | no data
01-VINA262 | no data | no data | no data | END USER ISOLATION | no data | INA | PD-552 | no data | no data | AIR | 0.75" | no data
01-VINA263 | no data | no data | no data | END USER ISOLATION | no data | INA | PD-552 | no data | no data | AIR | 0.75" | no data
01-VINA264 | no data | no data | no data | END USER ISOLATION | no data | INA | PD-552 | no data | no data | AIR | 0.75" | no data
01-VINA266 | no data | no data | no data | DRAIN | no data | INA | PD-558 | no data | no data | AIR | 0.75" | no data
01-VINA267 | no data | no data | no data | END USER ISOLATION | no data | INA | PD-552 | no data | no data | AIR | 0.75" | no data
01-VINA268 | no data | no data | no data | END USER ISOLATION | no data | INA | PD-552 | no data | no data | AIR | 0.75" | no data
01-VINA269 | no data | no data | no data | DRAIN | no data | INA | PD-558 | no data | no data | AIR | 0.75" | no data
01-VINA270 | no data | no data | no data | DRAIN | no data | INA | PD-558 | no data | no data | AIR | 0.75" | no data
01-VINA271 | no data | no data | no data | DRAIN | no data | INA | PD-558 | no data | no data | AIR | 0.75" | no data
01-VINA272 | no data | no data | no data | END USER ISOLATION | no data | INA | PD-558 | no data | no data | AIR | 1" | no data
01-VINA273 | no data | no data | no data | END USER ISOLATION | no data | INA | PD-552 | no data | no data | AIR | 0.75" | no data
01-VINA274 | no data | no data | no data | END USER ISOLATION | no data | INA | PD-552 | no data | no data | AIR | 0.75" | no data
01-VINA275 | no data | no data | no data | DRAIN | no data | INA | PD-558 | no data | no data | AIR | 0.75" | no data
01-VINA276 | no data | no data | no data | END USER ISOLATION | no data | INA | PD-558 | no data | no data | AIR | 0.75" | no data
01-VINA277 | no data | no data | no data | AIR SUPPLY OVERPRESSURE PROTECTION | no data | INA | PD-552 | no data | no data | AIR | 1" | no data
TagNumber | no data | no data | no data | Description | no data | System | P&ID | no data | no data | Working Fluid | Size (in) | no data
01-VINA278 | no data | no data | no data | AIR SUPPLY OVERPRESSURE PROTECTION | no data | INA | PD-552 | no data | no data | AIR | 1" | no data
01-VINA280 | no data | no data | no data | END USER ISOLATION | no data | INA | PD-552 | no data | no data | AIR | 0.75" | no data
01-VINA281 | no data | no data | no data | DRAIN | no data | INA | PD-557 | no data | no data | AIR | 0.75" | no data
01-VINA282 | no data | no data | no data | DRAIN | no data | INA | PD-557 | no data | no data | AIR | 0.75" | no data
01-VINA283 | no data | no data | no data | DRAIN | no data | INA | PD-557 | no data | no data | AIR | 0.75" | no data
01-VINA284 | no data | no data | no data | DRAIN | no data | INA | PD-557 | no data | no data | AIR | 0.75" | no data
01-VINA285 | no data | no data | no data | DRAIN | no data | INA | PD-557 | no data | no data | AIR | 0.75" | no data
01-VINA286 | no data | no data | no data | DRAIN | no data | INA | PD-557 | no data | no data | AIR | 0.75" | no data
01-VINA287 | no data | no data | no data | END USER ISOLATION | no data | INA | PD-559 | no data | no data | AIR | 0.75" | no data
01-VINA288 | no data | no data | no data | DRAIN | no data | INA | PD-557 | no data | no data | AIR | 0.75" | no data
01-VINA289 | no data | no data | no data | DRAIN | no data | INA | PD-557 | no data | no data | AIR | 0.75" | no data
01-VINA290 | no data | no data | no data | DRAIN | no data | INA | PD-557 | no data | no data | AIR | 0.75" | no data
01-VINA291 | no data | no data | no data | DRAIN | no data | INA | PD-557 | no data | no data | AIR | 0.75" | no data
01-VINA292 | no data | no data | no data | DRAIN | no data | INA | PD-557 | no data | no data | AIR | 0.75" | no data
01-VINA294 | no data | no data | no data | DRAIN | no data | INA | PD-552 | no data | no data | AIR | 0.75" | no data
01-VINA295 | no data | no data | no data | DRAIN | no data | INA | PD-552 | no data | no data | AIR | 0.75" | no data
01-VINA296 | no data | no data | no data | END USER ISOLATION | no data | INA | PD-552 | no data | no data | AIR | 0.75" | no data
01-VINA297 | no data | no data | no data | DRAIN | no data | INA | PD-552 | no data | no data | AIR | 0.75" | no data
01-VINA298 | no data | no data | no data | DRAIN | no data | INA | PD-552 | no data | no data | AIR | 0.75" | no data
01-VINA299 | no data | no data | no data | DRAIN | no data | INA | PD-552 | no data | no data | AIR | 0.75" | no data
01-VINA300 | no data | no data | no data | END USER ISOLATION | no data | INA | PD-560 | no data | no data | AIR | 0.75" | no data
01-VINA301 | no data | no data | no data | END USER ISOLATION | no data | INA | PD-560 | no data | no data | AIR | 0.75" | no data
01-VINA302 | no data | no data | no data | END USER ISOLATION | no data | INA | PD-560 | no data | no data | AIR | 0.75" | no data
01-VINA303 | no data | no data | no data | END USER ISOLATION | no data | INA | PD-560 | no data | no data | AIR | 0.75" | no data
01-VINA304 | no data | no data | no data | END USER ISOLATION | no data | INA | PD-560 | no data | no data | AIR | 0.75" | no data
01-VINA305 | no data | no data | no data | END USER ISOLATION | no data | INA | PD-560 | no data | no data | AIR | 0.75" | no data
01-VINA307 | no data | no data | no data | END USER ISOLATION | no data | INA | PD-560 | no data | no data | AIR | 0.75" | no data
01-VINA308 | no data | no data | no data | END USER ISOLATION | no data | INA | PD-560 | no data | no data | AIR | 0.75" | no data
01-VINA309 | no data | no data | no data | END USER ISOLATION | no data | INA | PD-560 | no data | no data | AIR | 0.75" | no data
01-VINA310 | no data | no data | no data | DRAIN | no data | INA | PD-552 | no data | no data | AIR | 0.75" | no data
01-VINA311 | no data | no data | no data | END USER ISOLATION | no data | INA | PD-560 | no data | no data | AIR | 0.75" | no data
01-VINA312 | no data | no data | no data | END USER ISOLATION | no data | INA | PD-560 | no data | no data | AIR | 0.75" | no data
01-VINA313 | no data | no data | no data | END USER ISOLATION | no data | INA | PD-560 | no data | no data | AIR | 0.75" | no data
01-VINA314 | no data | no data | no data | END USER ISOLATION | no data | INA | PD-558 | no data | no data | AIR | 0.75" | no data
01-VINA315 | no data | no data | no data | DRAIN | no data | INA | PD-558 | no data | no data | AIR | 0.75" | no data
01-VINA316 | no data | no data | no data | END USER ISOLATION | no data | INA | PD-558 | no data | no data | AIR | 0.75" | no data
01-VINA317 | no data | no data | no data | DRAIN | no data | INA | PD-552 | no data | no data | AIR | 0.75" | no data
01-VINA318 | no data | no data | no data | DRAIN | no data | INA | PD-552 | no data | no data | AIR | 0.75" | no data
01-VINA319 | no data | no data | no data | END USER ISOLATION | no data | INA | PD-558 | no data | no data | AIR | 0.75" | no data
01-VINA320 | no data | no data | no data | DRAIN | no data | INA | PD-552 | no data | no data | AIR | 0.75" | no data
01-VINA321 | no data | no data | no data | DRAIN | no data | INA | PD-552 | no data | no data | AIR | 0.75" | no data
01-VINA322 | no data | no data | no data | DRAIN | no data | INA | PD-558 | no data | no data | AIR | 0.75" | no data
01-VINA323 | no data | no data | no data | END USER ISOLATION | no data | INA | PD-558 | no data | no data | AIR | 0.75" | no data
01-VINA324 | no data | no data | no data | DRAIN | no data | INA | PD-558 | no data | no data | AIR | 0.75" | no data
01-VINA325 | no data | no data | no data | END USER ISOLATION | no data | INA | PD-558 | no data | no data | AIR | 0.75" | no data
01-VINA326 | no data | no data | no data | DRAIN | no data | INA | PD-558 | no data | no data | AIR | 0.75" | no data
01-VINA327 | no data | no data | no data | DRAIN | no data | INA | PD-558 | no data | no data | AIR | 0.75" | no data
01-VINA328 | no data | no data | no data | DRAIN | no data | INA | PD-558 | no data | no data | AIR | 0.75" | no data
01-VINA329 | no data | no data | no data | DRAIN | no data | INA | PD-558 | no data | no data | AIR | 0.75" | no data
01-VINA330 | no data | no data | no data | DRAIN | no data | INA | PD-558 | no data | no data | AIR | 0.75" | no data
01-VINA331 | no data | no data | no data | DRAIN | no data | INA | PD-558 | no data | no data | AIR | 0.75" | no data
01-VINA332 | no data | no data | no data | END USER ISOLATION | no data | INA | PD-558 | no data | no data | AIR | 1" | no data
01-VINA333 | no data | no data | no data | DRAIN | no data | INA | PD-558 | no data | no data | AIR | 0.75" | no data
01-VINA334 | no data | no data | no data | END USER ISOLATION | no data | INA | PD-558 | no data | no data | AIR | 1" | no data
01-VINA335 | no data | no data | no data | DRAIN | no data | INA | PD-558 | no data | no data | AIR | 0.75" | no data
01-VINA336 | no data | no data | no data | DRAIN | no data | INA | PD-558 | no data | no data | AIR | 0.75" | no data
01-VINA337 | no data | no data | no data | END USER ISOLATION | no data | INA | PD-560 | no data | no data | AIR | 0.75" | no data
01-VINA338 | no data | no data | no data | DRAIN | no data | INA | PD-558 | no data | no data | AIR | 0.75" | no data
01-VINA339 | no data | no data | no data | DRAIN | no data | INA | PD-558 | no data | no data | AIR | 0.75" | no data
01-VINA340 | no data | no data | no data | END USER ISOLATION | no data | INA | PD-560 | no data | no data | AIR | 0.75" | no data
01-VINA341 | no data | no data | no data | DRAIN | no data | INA | PD-558 | no data | no data | AIR | 0.75" | no data
01-VINA342 | no data | no data | no data | DRAIN | no data | INA | PD-558 | no data | no data | AIR | 0.75" | no data
01-VINA343 | no data | no data | no data | END USER ISOLATION | no data | INA | PD-558 | no data | no data | AIR | 0.75" | no data
01-VINA344 | no data | no data | no data | DRAIN | no data | INA | PD-558 | no data | no data | AIR | 0.75" | no data
TagNumber | no data | no data | no data | Description | no data | System | P&ID | no data | no data | Working Fluid | Size (in) | no data
01-VINA345 | no data | no data | no data | END USER ISOLATION | no data | INA | PD-558 | no data | no data | AIR | 1" | no data
01-VINA346 | no data | no data | no data | END USER ISOLATION | no data | INA | PD-558 | no data | no data | AIR | 0.75" | no data
01-VINA347 | no data | no data | no data | END USER ISOLATION | no data | INA | PD-558 | no data | no data | AIR | 0.75" | no data
01-VINA348 | no data | no data | no data | END USER ISOLATION | no data | INA | PD-558 | no data | no data | AIR | 0.75" | no data
01-VINA349 | no data | no data | no data | END USER ISOLATION | no data | INA | PD-558 | no data | no data | AIR | 0.75" | no data
01-VINA350 | no data | no data | no data | END USER ISOLATION | no data | INA | PD-558 | no data | no data | AIR | 0.75" | no data
01-VINA351 | no data | no data | no data | END USER ISOLATION | no data | INA | PD-558 | no data | no data | AIR | 0.75" | no data
01-VINA352 | no data | no data | no data | DRAIN | no data | INA | PD-558 | no data | no data | AIR | 0.75" | no data
01-VINA353 | no data | no data | no data | DRAIN | no data | INA | PD-558 | no data | no data | AIR | 0.75" | no data
01-VINA354 | no data | no data | no data | DRAIN | no data | INA | PD-558 | no data | no data | AIR | 0.75" | no data
01-VINA355 | no data | no data | no data | DRAIN | no data | INA | PD-558 | no data | no data | AIR | 0.75" | no data
01-VINA356 | no data | no data | no data | DRAIN | no data | INA | PD-558 | no data | no data | AIR | 0.75" | no data
01-VINA357 | no data | no data | no data | DRAIN | no data | INA | PD-558 | no data | no data | AIR | 0.75" | no data
01-VINA358 | no data | no data | no data | DRAIN | no data | INA | PD-558 | no data | no data | AIR | 0.75" | no data
01-VINA359 | no data | no data | no data | DRAIN | no data | INA | PD-558 | no data | no data | AIR | 0.75" | no data
01-VINA360 | no data | no data | no data | DRAIN | no data | INA | PD-558 | no data | no data | AIR | 0.75" | no data
01-VINA361 | no data | no data | no data | DRAIN | no data | INA | PD-558 | no data | no data | AIR | 0.75" | no data
01-VINA362 | no data | no data | no data | DRAIN | no data | INA | PD-558 | no data | no data | AIR | 0.75" | no data
01-VINA363 | no data | no data | no data | DRAIN | no data | INA | PD-558 | no data | no data | AIR | 0.75" | no data
01-VINA364 | no data | no data | no data | DRAIN | no data | INA | PD-558 | no data | no data | AIR | 0.75" | no data
01-VINA365 | no data | no data | no data | DRAIN | no data | INA | PD-552 | no data | no data | AIR | 0.75" | no data
01-VINA366 | no data | no data | no data | DRAIN | no data | INA | PD-552 | no data | no data | AIR | 0.75" | no data
01-VINA367 | no data | no data | no data | END USER ISOLATION | no data | INA | PD-559 | no data | no data | AIR | 0.75" | no data
01-VINA368 | no data | no data | no data | END USER ISOLATION | no data | INA | PD-552 | no data | no data | AIR | 0.75" | no data
01-VINA369 | no data | no data | no data | END USER ISOLATION | no data | INA | PD-559 | no data | no data | AIR | 0.75" | no data
01-VINA370 | no data | no data | no data | END USER ISOLATION | no data | INA | PD-552 | no data | no data | AIR | 0.75" | no data
01-VINA371 | no data | no data | no data | DRAIN | no data | INA | PD-559 | no data | no data | AIR | 0.75" | no data
01-VINA372 | no data | no data | no data | END USER ISOLATION | no data | INA | PD-552 | no data | no data | AIR | 0.75" | no data
01-VINA373 | no data | no data | no data | END USER ISOLATION | no data | INA | PD-558 | no data | no data | AIR | 0.75" | no data
01-VINA374 | no data | no data | no data | DRAIN | no data | INA | PD-559 | no data | no data | AIR | 0.75" | no data
01-VINA376 | no data | no data | no data | DRAIN | no data | INA | PD-559 | no data | no data | AIR | 0.75" | no data
01-VINA377 | no data | no data | no data | DRAIN | no data | INA | PD-559 | no data | no data | AIR | 0.75" | no data
01-VINA379 | no data | no data | no data | END USER ISOLATION | no data | INA | PD-558 | no data | no data | AIR | 1" | no data
01-VINA381 | no data | no data | no data | END USER ISOLATION | no data | INA | PD-552 | no data | no data | AIR | 0.75" | no data
01-VINA383 | no data | no data | no data | DRAIN | no data | INA | PD-559 | no data | no data | AIR | 0.75" | no data
01-VINA384 | no data | no data | no data | DRAIN | no data | INA | PD-559 | no data | no data | AIR | 0.75" | no data
01-VINA385 | no data | no data | no data | DRAIN | no data | INA | PD-559 | no data | no data | AIR | 0.75" | no data
01-VINA386 | no data | no data | no data | DRAIN | no data | INA | PD-559 | no data | no data | AIR | 0.75" | no data
01-VINA387 | no data | no data | no data | DRAIN | no data | INA | PD-559 | no data | no data | AIR | 0.75" | no data
01-VINA388 | no data | no data | no data | DRAIN | no data | INA | PD-559 | no data | no data | AIR | 0.75" | no data
01-VINA389 | no data | no data | no data | DRAIN | no data | INA | PD-559 | no data | no data | AIR | 0.75" | no data
01-VINA390 | no data | no data | no data | DRAIN | no data | INA | PD-559 | no data | no data | AIR | 0.75" | no data
01-VINA391 | no data | no data | no data | DRAIN | no data | INA | PD-559 | no data | no data | AIR | 0.75" | no data
01-VINA392 | no data | no data | no data | DRAIN | no data | INA | PD-559 | no data | no data | AIR | 0.75" | no data
01-VINA393 | no data | no data | no data | DRAIN | no data | INA | PD-559 | no data | no data | AIR | 0.75" | no data
01-VINA394 | no data | no data | no data | DRAIN | no data | INA | PD-559 | no data | no data | AIR | 0.75" | no data
01-VINA396 | no data | no data | no data | DRAIN | no data | INA | PD-559 | no data | no data | AIR | 0.75" | no data
01-VINA397 | no data | no data | no data | DRAIN | no data | INA | PD-559 | no data | no data | AIR | 1" | no data
01-VINA399 | no data | no data | no data | DRAIN | no data | INA | PD-559 | no data | no data | AIR | 1" | no data
01-VINA400 | no data | no data | no data | END USER ISOLATION | no data | INA | PD-558 | no data | no data | AIR | 0.75" | no data
01-VINA401 | no data | no data | no data | END USER ISOLATION | no data | INA | PD-558 | no data | no data | AIR | 0.75" | no data
01-VINA402 | no data | no data | no data | END USER ISOLATION | no data | INA | PD-558 | no data | no data | AIR | 0.75" | no data
01-VINA410 | no data | no data | no data | END USER ISOLATION | no data | INA | PD-552 | no data | no data | AIR | 1" | no data
01-VINA411 | no data | no data | no data | END USER ISOLATION | no data | INA | PD-552 | no data | no data | AIR | 0.75" | no data
01-VINA412 | no data | no data | no data | END USER ISOLATION | no data | INA | PD-552 | no data | no data | AIR | 1" | no data
01-VINA413 | no data | no data | no data | END USER ISOLATION | no data | INA | PD-552 | no data | no data | AIR | 1" | no data
01-VINA414 | no data | no data | no data | END USER ISOLATION | no data | INA | PD-552 | no data | no data | AIR | 0.75" | no data
01-VINA415 | no data | no data | no data | STUB-UP ISOLATION | no data | INA | PD-552 | no data | no data | AIR | 1" | no data
01-VINA416 | no data | no data | no data | DRAIN | no data | INA | PD-559 | no data | no data | AIR | 1" | no data
01-VINA417 | no data | no data | no data | STUB-UP ISOLATION | no data | INA | PD-557 | no data | no data | AIR | 1" | no data
01-VINA418 | no data | no data | no data | END USER ISOLATION | no data | INA | PD-557 | no data | no data | AIR | 0.75" | no data
01-VINA419 | no data | no data | no data | END USER ISOLATION | no data | INA | PD-557 | no data | no data | AIR | 0.75" | no data
01-VINA420 | no data | no data | no data | END USER ISOLATION | no data | INA | PD-557 | no data | no data | AIR | 0.75" | no data
01-VINA421 | no data | no data | no data | END USER ISOLATION | no data | INA | PD-557 | no data | no data | AIR | 0.75" | no data
TagNumber | no data | no data | no data | Description | no data | System | P&ID | no data | no data | Working Fluid | Size (in) | no data
01-VINA422 | no data | no data | no data | END USER ISOLATION | no data | INA | PD-557 | no data | no data | AIR | 0.75" | no data
01-VINA424 | no data | no data | no data | DRAIN | no data | INA | PD-559 | no data | no data | AIR | 0.75" | no data
01-VINA425 | no data | no data | no data | DRAIN | no data | INA | PD-559 | no data | no data | AIR | 0.75" | no data
01-VINA426 | no data | no data | no data | DRAIN | no data | INA | PD-559 | no data | no data | AIR | 0.75" | no data
01-VINA428 | no data | no data | no data | DRAIN | no data | INA | PD-559 | no data | no data | AIR | 0.75" | no data
01-VINA429 | no data | no data | no data | END USER ISOLATION | no data | INA | PD-559 | no data | no data | AIR | 0.75" | no data
01-VINA430 | no data | no data | no data | DRAIN | no data | INA | PD-559 | no data | no data | AIR | 0.75" | no data
01-VINA431 | no data | no data | no data | DRAIN | no data | INA | PD-559 | no data | no data | AIR | 0.75" | no data
01-VINA432 | no data | no data | no data | DRAIN | no data | INA | PD-559 | no data | no data | AIR | 0.75" | no data
01-VINA433 | no data | no data | no data | DRAIN | no data | INA | PD-559 | no data | no data | AIR | 0.75" | no data
01-VINA434 | no data | no data | no data | DRAIN | no data | INA | PD-559 | no data | no data | AIR | 0.75" | no data
01-VINA435 | no data | no data | no data | DRAIN | no data | INA | PD-560 | no data | no data | AIR | 0.75" | no data
01-VINA436 | no data | no data | no data | DRAIN | no data | INA | PD-560 | no data | no data | AIR | 0.75" | no data
01-VINA438 | no data | no data | no data | DRAIN | no data | INA | PD-560 | no data | no data | AIR | 0.75" | no data
01-VINA439 | no data | no data | no data | DRAIN | no data | INA | PD-560 | no data | no data | AIR | 0.75" | no data
01-VINA440 | no data | no data | no data | DRAIN | no data | INA | PD-560 | no data | no data | AIR | 0.75" | no data
01-VINA441 | no data | no data | no data | DRAIN | no data | INA | PD-560 | no data | no data | AIR | 0.75" | no data
01-VINA442 | no data | no data | no data | DRAIN | no data | INA | PD-560 | no data | no data | AIR | 0.75" | no data
01-VINA443 | no data | no data | no data | DRAIN | no data | INA | PD-560 | no data | no data | AIR | 0.75" | no data
01-VINA445 | no data | no data | no data | DRAIN | no data | INA | PD-560 | no data | no data | AIR | 0.75" | no data
01-VINA446 | no data | no data | no data | DRAIN | no data | INA | PD-560 | no data | no data | AIR | 0.75" | no data
01-VINA447 | no data | no data | no data | DRAIN | no data | INA | PD-560 | no data | no data | AIR | 0.75" | no data
01-VINA448 | no data | no data | no data | DRAIN | no data | INA | PD-560 | no data | no data | AIR | 0.75" | no data
01-VINA450 | no data | no data | no data | DRAIN | no data | INA | PD-560 | no data | no data | AIR | 0.75" | no data
01-VINA451 | no data | no data | no data | DRAIN | no data | INA | PD-560 | no data | no data | AIR | 0.75" | no data
01-VINA452 | no data | no data | no data | DRAIN | no data | INA | PD-560 | no data | no data | AIR | 0.75" | no data
01-VINA453 | no data | no data | no data | DRAIN | no data | INA | PD-560 | no data | no data | AIR | 0.75" | no data
01-VINA454 | no data | no data | no data | DRAIN | no data | INA | PD-560 | no data | no data | AIR | 0.75" | no data
01-VINA455 | no data | no data | no data | DRAIN | no data | INA | PD-560 | no data | no data | AIR | 0.75" | no data
01-VINA456 | no data | no data | no data | DRAIN | no data | INA | PD-560 | no data | no data | AIR | 0.75" | no data
01-VINA457 | no data | no data | no data | DRAIN | no data | INA | PD-560 | no data | no data | AIR | 0.75" | no data
01-VINA458 | no data | no data | no data | DRAIN | no data | INA | PD-560 | no data | no data | AIR | 0.75" | no data
01-VINA459 | no data | no data | no data | DRAIN | no data | INA | PD-560 | no data | no data | AIR | 0.75" | no data
01-VINA460 | no data | no data | no data | END USER ISOLATION | no data | INA | PD-560 | no data | no data | AIR | 0.75" | no data
01-VINA461 | no data | no data | no data | DRAIN | no data | INA | PD-552 | no data | no data | AIR | 0.75" | no data
01-VINA462 | no data | no data | no data | END USER ISOLATION | no data | INA | PD-552 | no data | no data | AIR | 0.75" | no data
VINA463 | Root INA manual Iso | AUX BOILER AREA | no data | DRAIN | no data | INA | PD-558 | OPEN | CLOSED | AIR | 0.75" | no data
01-VINA464 | no data | no data | no data | STUB-UP ISOLATION | no data | INA | PD-552 | no data | no data | AIR | 2" | no data
01-VINA469 | no data | no data | no data | DRAIN | no data | INA | PD-560 | no data | no data | AIR | 0.75" | no data
01-VINA470 | no data | no data | no data | DRAIN | no data | INA | PD-552 | no data | no data | AIR | 0.75" | no data
01-VINA475 | no data | no data | no data | DRAIN | no data | INA | PD-552 | no data | no data | AIR | 0.75" | no data
01-VINA476 | no data | no data | no data | DRAIN | no data | INA | PD-552 | no data | no data | AIR | 0.75" | no data
01-VINA479 | no data | no data | no data | END USER ISOLATION | no data | INA | PD-560 | no data | no data | AIR | 0.75" | no data
01-VINA480 | no data | no data | no data | END USER ISOLATION | no data | INA | PD-560 | no data | no data | AIR | 0.75" | no data
01-VINA500 | no data | no data | no data | DRAIN | no data | INA | PD-558 | no data | no data | AIR | 0.75" | no data
01-VINA515 | no data | no data | no data | DRAIN | no data | INA | PD-558 | no data | no data | AIR | 0.75" | no data
01-VINA545 | no data | no data | no data | DRAIN | no data | INA | PD-552 | no data | no data | AIR | 0.75" | no data
01-VLPS101 | Manuall iso drain before and after LP steam CV | ST lower | no data | VENT/DRAIN/INSTRUMENTATION ROOT VALVE | no data | LPS | PD-040A | OPEN | CLOSED | Steam | 1" | no data
01-VLPS102 | Manuall iso drain before and after LP steam CV | ST lower | no data | VENT/DRAIN/INSTRUMENTATION ROOT VALVE | no data | LPS | PD-040A | OPEN | CLOSED | Steam | 0.75" | no data
01-VLPS103 | Manuall iso drain before and after LP steam CV | ST lower | no data | VENT/DRAIN/INSTRUMENTATION ROOT VALVE | no data | LPS | PD-040A | OPEN | CLOSED | Steam | 1" | no data
01-VLPS104 | Manuall iso drain before and after LP steam CV | ST lower | no data | VENT/DRAIN/INSTRUMENTATION ROOT VALVE | no data | LPS | PD-040A | OPEN | CLOSED | Steam | 1" | no data
01-VLPS106 | Manuall iso drain before and after LP steam CV | ST lower | no data | VENT/DRAIN/INSTRUMENTATION ROOT VALVE | no data | LPS | PD-040A | OPEN | CLOSED | Steam | 1" | no data
01-VLPS107 | Manuall iso drain before and after LP steam CV | ST lower | no data | VENT/DRAIN/INSTRUMENTATION ROOT VALVE | no data | LPS | PD-040A | OPEN | CLOSED | Steam | 0.75" | no data
01-VLPS108 | Manuall iso drain before and after LP steam CV | ST lower | no data | VENT/DRAIN/INSTRUMENTATION ROOT VALVE | no data | LPS | PD-040A | CLOSED | OPEN | Steam | 2" | no data
01-VLPS109 | Manuall iso drain before and after LP steam CV | ST lower | no data | DRIP LEG DRAIN | no data | LPS | PD-040A | CLOSED | OPEN | Steam | 2" | no data
01-VLPS111 | Manuall iso drain before and after LP steam CV | ST lower | no data | VENT/DRAIN/INSTRUMENTATION ROOT VALVE | no data | LPS | PD-040A | CLOSED | OPEN | Steam | 2" | no data
01-VLPS112 | LP steam header vents | Pipe Rack 2nd | HRSG | VENT/DRAIN/INSTRUMENTATION ROOT VALVE | no data | LPS | PD-040A | CLOSED | OPEN | Steam | 0.75" | no data
01-VLPS123 | LP steam header vents | Pipe Rack 2nd | HRSG | VENT/DRAIN/INSTRUMENTATION ROOT VALVE | no data | LPS | PD-040A | OPEN | CLOSED | Steam | 0.75" | no data
01-VLPS142 | Manuall iso drain before and after LP steam CV | ST lower | no data | VENT/DRAIN/INSTRUMENTATION ROOT VALVE | no data | LPS | PD-040A | OPEN | CLOSED | Steam | 0.75" | no data
01-VLPS147 | Manuall iso drain before and after LP steam CV | ST lower | no data | VENT/DRAIN/INSTRUMENTATION ROOT VALVE | no data | LPS | PD-041A | OPEN | CLOSED | Steam | 0.75" | no data
01-VLPS149 | Manuall iso drain before and after LP steam CV | ST lower | no data | VENT/DRAIN/INSTRUMENTATION ROOT VALVE | no data | LPS | PD-041A | no data | no data | Steam | 2" | no data
01-VLPS150 | Manuall iso drain before and after LP steam CV | ST lower | no data | VENT/DRAIN/INSTRUMENTATION ROOT VALVE | no data | LPS | PD-041A | no data | no data | Steam | 2" | no data
01-VLPS151 | Manuall iso drain before and after LP steam CV | ST lower | no data | DRIP LEG DRAIN | no data | LPS | PD-041A | no data | no data | Steam | 2" | no data
01-VLPS152 | Manuall iso drain before and after LP steam CV | ST lower | no data | VENT/DRAIN/INSTRUMENTATION ROOT VALVE | no data | LPS | PD-040A | no data | no data | Steam | 0.75" | no data
TagNumber | no data | no data | no data | Description | no data | System | P&ID | no data | no data | Working Fluid | Size (in) | no data
01-VLPS161 | Manuall iso drain before and after LP steam CV | ST lower | no data | VENT/DRAIN/INSTRUMENTATION ROOT VALVE | no data | LPS | PD-041A | OPEN | CLOSED | Steam | 0.75" | no data
01-VLPS163 | Manuall iso drain before and after LP steam CV | ST lower | no data | VENT/DRAIN/INSTRUMENTATION ROOT VALVE | no data | LPS | PD-041A | no data | no data | Steam | 0.75" | no data
01-VLPS164 | Manuall iso drain before and after LP steam CV | ST lower | no data | VENT/DRAIN/INSTRUMENTATION ROOT VALVE | no data | LPS | PD-040A | no data | no data | Steam | 0.75" | no data
01-VLPS167 | Manuall iso drain before and after LP steam CV | ST lower | no data | VENT/DRAIN/INSTRUMENTATION ROOT VALVE | no data | LPS | PD-040A | no data | no data | Steam | 0.75" | no data
01-VLPS169 | Manuall iso drain before and after LP steam CV | ST lower | no data | VENT/DRAIN/INSTRUMENTATION ROOT VALVE | no data | LPS | PD-041A | no data | no data | Steam | 1" | no data
01-VLPS170 | Manuall iso drain before and after LP steam CV | ST lower | no data | VENT/DRAIN/INSTRUMENTATION ROOT VALVE | no data | LPS | PD-041A | no data | no data | Steam | 1" | no data
01-VLPS171 | Manuall iso drain before and after LP steam CV | ST lower | no data | VENT/DRAIN/INSTRUMENTATION ROOT VALVE | no data | LPS | PD-041A | no data | no data | Steam | 1" | no data
01-VLPS172 | Manuall iso drain before and after LP steam CV | ST lower | no data | VENT/DRAIN/INSTRUMENTATION ROOT VALVE | no data | LPS | PD-041A | no data | no data | Steam | 1" | no data
01-VLPS173 | Manuall iso drain before and after LP steam CV | ST lower | no data | VENT/DRAIN/INSTRUMENTATION ROOT VALVE | no data | LPS | PD-041A | no data | no data | Steam | 0.75" | no data
01-VLPS175 | Manuall iso drain before and after LP steam CV | ST lower | no data | VENT/DRAIN/INSTRUMENTATION ROOT VALVE | no data | LPS | PD-041A | no data | no data | Steam | 0.75" | no data
01-VLPS177 | Manuall iso drain before and after LP steam CV | ST lower | no data | VENT/DRAIN/INSTRUMENTATION ROOT VALVE | no data | LPS | PD-041A | no data | no data | Steam | 0.75" | no data
01-VPDR100 | no data | no data | no data | TRANSFORMER CONTAINMENT ISOLATION | no data | PDR | PD-970 | no data | no data | OIL/WATER | 4" | no data
01-VPDR101 | no data | no data | no data | TRANSFORMER CONTAINMENT ISOLATION | no data | PDR | PD-970 | no data | no data | OIL/WATER | 4" | no data
01-VPDR105 | no data | no data | no data | OWS INLET ISOLATION | no data | PDR | PD-960A | no data | no data | OIL/WATER | 12" | no data
01-VPDR107 | no data | no data | no data | TRENCH DRAIN CHECK/FLAPPER VALVE | no data | PDR | PD-972 | no data | no data | OIL/WATER | 12" | no data
01-VPDR108 | no data | no data | no data | TRENCH DRAIN CHECK/FLAPPER VALVE | no data | PDR | PD-972 | no data | no data | OIL/WATER | 4" | no data
01-VPDR109 | no data | no data | no data | TRENCH DRAIN CHECK/FLAPPER VALVE | no data | PDR | PD-972 | no data | no data | OIL/WATER | 12" | no data
01-VSMP100 | UNIT 1 SAMPLE PANEL HP BLOWDOWN HEADER DRAIN ISOLATION VALVE |  | no data | UNIT 1 SAMPLE PANEL HP BLOWDOWN HEADER DRAIN ISOLATION VALVE | no data | SMP | PD-500A | CLOSED | OPEN | Water | 0.75" | no data
01-VSTP100 | HP CONTROL VALVE HP STEM LEAK CHECK VALVE |  | no data | HP CONTROL VALVE HP STEM LEAK CHECK VALVE | no data | STP | PD-303A | OPEN | CLOSED | Steam/Water | 1.5" | no data
01-VSTP101 | HP STOP VALVE HP STEM LEAK CHECK VALVE |  | no data | HP STOP VALVE HP STEM LEAK CHECK VALVE | no data | STP | PD-303A | OPEN | CLOSED | Steam/Water | 1.5" | no data
01-VSTP102 | HP STEM LEAK TO CRH CHECK VALVE |  | no data | HP STEM LEAK TO CRH CHECK VALVE | no data | STP | PD-303A | OPEN | CLOSED | Steam/Water | 2" | no data
01-VSTP103 | HP STEM LEAK TO HP DRN TANK CHECK VALVE |  | no data | HP STEM LEAK TO HP DRN TANK CHECK VALVE | no data | STP | PD-303A | OPEN | CLOSED | Steam/Water | 2" | no data
01-VSTP104 | HPS after seat drain | ST lower | no data | HP STEAM INLET PIPE DRAIN MANUAL ISOLATION | no data | STP | PD-303A | CLOSED | OPEN | Steam/Water | 1.5" | no data
01-VSTP105 | HP SV/CV seat drain | ST upper East | ST | CMV SEAT DRAIN MANUAL ISOLATION | no data | STP | PD-303A | CLOSED | OPEN | Steam/Water | 1.5" | no data
01-VSTP106 | HRH after seat drain AOV iso | ST lower East | no data | IP STEAM INLET PIPE DRAIN MANUAL ISOLATION | no data | STP | PD-303A | CLOSED | OPEN | Steam/Water | 1" | no data
01-VSTP107 | HRH SV/CV seat drain AOV iso | ST upper East | ST | CRV SEAT DRAIN MANUAL ISOLATION | no data | STP | PD-303A | CLOSED | OPEN | Steam/Water | 1" | no data
01-VSTP108 | LP STEAM STRAINER DRAIN MANUAL ISOLATION |  | no data | LP STEAM STRAINER DRAIN MANUAL ISOLATION | no data | STP | PD-303A | CLOSED | OPEN | Steam/Water | 1" | no data
01-VSTP109 | LP STEAM INLET PIPE DRAIN MANUAL ISOLATION |  | no data | LP STEAM INLET PIPE DRAIN MANUAL ISOLATION | no data | STP | PD-303A | CLOSED | OPEN | Steam/Water | 1" | no data
01-VSTP110 | HP DT PIT | ST Drains Tank area | PT | INSTRUMENT | no data | STP | PD-304A | OPEN | CLOSED | Steam | 0.75" | no data
01-VSTP111 | HP DT Level Transmitters | ST Drains Tank area | LT | INSTRUMENT | no data | STP | PD-304A | OPEN | CLOSED | Steam | 2" | no data
01-VSTP112 | HP DT Level Transmitters | ST Drains Tank area | LT | INSTRUMENT | no data | STP | PD-304A | OPEN | CLOSED | Steam | 2" | no data
01-VSTP113 | HP DT Drain to LP DT CV iso | ST Drains Tank area | HP DT | HP ST DRAINS TANK DRAIN ISOLATION | no data | STP | PD-304A | CLOSED | OPEN | Water | 6" | no data
01-VSTP114 | HP DT Drain before CV | ST Drains Tank area | HP DT | DRAIN | no data | STP | PD-304A | CLOSED | OPEN | Water | 0.75" | no data
01-VSTP115 | HP DT Drain to LP DT CV iso | ST Drains Tank area | HP DT | HP ST DRAINS TANK DRAIN ISOLATION | no data | STP | PD-304A | CLOSED | OPEN | Water | 6" | no data
01-VSTP116 | HP DT Drain | ST Drains Tank area | HP DT | DRAIN | no data | STP | PD-304A | CLOSED | OPEN | Steam | 2" | no data
01-VSTP117 | DT pump A suction vent | ST Drains Tank area | ST DT pump | GLAND STEAM CONDENSER DRAIN ISOLATION | no data | STP | PD-306A | CLOSED | OPEN | Water | 0.75" | no data
01-VSTP118 | DT pump A suction drain | ST Drains Tank area | ST DT pump | DRAIN | no data | STP | PD-306A | CLOSED | OPEN | Water | 0.75" | no data
01-VSTP119 | GSC drain to funnel | ST lower East | GS condenser | GSC EMERGENCY LOOP SEAL DRAIN ISOLATION | no data | STP | PD-302A | CLOSED | OPEN | Steam | 2" | no data
01-VSTP120 | GSC drain isolation before and after trap | ST lower East | GS condenser | GLAND STEAM CONDENSER STEAM TRAP DRAIN ISOLATION | no data | STP | PD-302A | CLOSED | OPEN | Steam | 2" | no data
01-VSTP121 | GSC drain isolation before and after trap | ST lower East | GS condenser | GLAND STEAM CONDENSER STEAM TRAP DRAIN ISOLATION | no data | STP | PD-302A | CLOSED | OPEN | Steam | 2" | no data
01-VSTP122 | GSC drain trap strainer drain | ST lower | ST seals | GLAND STEAM CONDENSER STEAM TRAP STRAINER DRAIN ISOLATION | no data | STP | PD-302A | CLOSED | OPEN | Steam | 1" | no data
01-VSTP123 | GSC drain trap bypass | ST lower | ST seals | GLAND STEAM CONDENSER STEAM TRAP BYPASS THROTTLIING | no data | STP | PD-302A | CLOSED | OPEN | Steam | 2" | no data
01-VSTP124 | DT pump B suction drain | ST Drains Tank area | ST DT pump | DRAIN | no data | STP | PD-306A | CLOSED | OPEN | Water | 0.75" | no data
01-VSTP125 | GS Exhauster A outlet | ST upper West | ST seals | GSC FAN EXHAUST CHECK VALVE | no data | STP | PD-302A | OPEN | CLOSED | AIR | 6" | no data
01-VSTP126 | DT pump B suction vent | ST Drains Tank area | ST DT pump | VENT | no data | STP | PD-306A | CLOSED | OPEN | Water | 0.75" | no data
01-VSTP127 | GS spill over CV iso | ST lower | ST seals | GLAND STEAM SPILLOVER CONTROL VALVE ISOLATION | no data | STP | PD-300A | OPEN | CLOSED | Steam | 8" | no data
01-VSTP128 | GSC FAN EXHAUST CHECK VALVE |  | no data | GSC FAN EXHAUST CHECK VALVE | no data | STP | PD-302A | OPEN | CLOSED | AIR | 6" | no data
01-VSTP129 | GS spill over CV iso | ST lower | ST seals | GLAND STEAM SPILLOVER CONTROL VALVE ISOLATION | no data | STP | PD-300A | OPEN | CLOSED | Steam | 12" | no data
01-VSTP130 | HP DT Drain before CV | ST Drains Tank area | HP DT | DRAIN | no data | STP | PD-304A | CLOSED | OPEN | Water | 0.75" | no data
01-VSTP131 | GS header PT | ST lower | ST seals | INSTRUMENT | no data | STP | PD-300A | OPEN | CLOSED | Steam | 1" | no data
01-VSTP132 | GS spill over CV bypass | ST lower | ST seals | GLAND STEAM SPILLOVER CONTROL VALVE BYPASS | no data | STP | PD-300A | CLOSED | CLOSED | Steam | 6" | no data
01-VSTP133 | GS header PT | ST lower | ST seals | INSTRUMENT | no data | STP | PD-300A | OPEN | CLOSED | Steam | 1" | no data
01-VSTP134 | HP DT Level Transmitters | ST Drains Tank area | LT | INSTRUMENT | no data | STP | PD-304A | OPEN | CLOSED | Steam | 2" | no data
01-VSTP135 | HP DT Level Transmitters | ST Drains Tank area | LT | INSTRUMENT | no data | STP | PD-304A | OPEN | CLOSED | Steam | 2" | no data
01-VSTP136 | INSTRUMENT |  | no data | INSTRUMENT | no data | STP | PD-304A | OPEN | CLOSED | Steam | 0.75" | no data
01-VSTP137 | GSC drain trap vent | ST lower | ST seals | GLAND STEAM CONDENSER STEAM TRAP EQUALIZING ISOLATION | no data | STP | PD-302A | OPEN | CLOSED | Steam | 1" | no data
01-VSTP138 | DRAIN ISOLATION |  | no data | DRAIN ISOLATION | no data | STP | PD-300A | CLOSED | OPEN | Steam | 1" | no data
01-VSTP139 | Seals/stem leak off to GSC drain | ST lower | Gland Steam | DRAIN ISOLATION | no data | STP | PD-302A | CLOSED | OPEN | Steam | 1" | no data
01-VSTP140 | Seals/stem leak off to GSC drain | ST lower | Gland Steam | DRAIN ISOLATION | no data | STP | PD-302A | CLOSED | OPEN | Steam/Water | 1" | no data
01-VSTP141 | LP DT PIT | ST Drains Tank area | PT | INSTRUMENT | no data | STP | PD-305A | OPEN | CLOSED | Steam | 0.75" | no data
01-VSTP142 | INSTRUMENT |  | no data | INSTRUMENT | no data | STP | PD-305A | OPEN | CLOSED | Steam | 0.75" | no data
01-VSTP143 | LP DT LT | ST Drains Tank area | LT | INSTRUMENT | no data | STP | PD-305A | OPEN | CLOSED | Steam | 2" | no data
01-VSTP144 | LP DT LT | ST Drains Tank area | LT | INSTRUMENT | no data | STP | PD-305A | OPEN | CLOSED | Steam | 2" | no data
01-VSTP145 | DRAIN ISOLATION |  | no data | DRAIN ISOLATION | no data | STP | PD-302A | CLOSED | OPEN | Steam | 1" | no data
TagNumber | no data | no data | no data | Description | no data | System | P&ID | no data | no data | Working Fluid | Size (in) | no data
01-VSTP146 | GS Exhauster drains | ST lower | ST seals | DRAIN ISOLATION | no data | STP | PD-302A | CLOSED | OPEN | Steam | 1" | no data
01-VSTP147 | GS Exhauster drains | ST lower | ST seals | DRAIN ISOLATION | no data | STP | PD-302A | CLOSED | OPEN | Steam | 1" | no data
01-VSTP148 | GS supply CV isolations | ST upper West | ST seals | INSTRUMENT | no data | STP | PD-305A | OPEN | CLOSED | Steam | 2" | no data
01-VSTP149 | GS supply CV isolations | ST upper West | ST seals | INSTRUMENT | no data | STP | PD-305A | OPEN | CLOSED | Steam | 2" | no data
01-VSTP150 | LP DT LT | ST Drains Tank area | LT | INSTRUMENT | no data | STP | PD-305A | OPEN | CLOSED | Steam | 2" | no data
01-VSTP151 | LP DT LT | ST Drains Tank area | LT | INSTRUMENT | no data | STP | PD-305A | OPEN | CLOSED | Steam | 2" | no data
01-VSTP152 | LP DT drain | ST Drains Tank area | LP DT | DRAIN | no data | STP | PD-305A | CLOSED | OPEN | Steam | 2" | no data
01-VSTP153 | GS Exhauster drains | ST lower | ST seals | DRAIN ISOLATION | no data | STP | PD-302A | CLOSED | OPEN | Steam | 1" | no data
01-VSTP154 | GS Exhauster drains | ST lower | ST seals | LP STEAM DRAINS PUMP A SUCTION ISOLATION | no data | STP | PD-302A | OPEN | CLOSED | Steam | 1" | no data
01-VSTP155 | DT pump A suction strainer PDT | ST Drains Tank area | PT | INSTRUMENT | no data | STP | PD-306A | OPEN | CLOSED | Water | 0.75" | no data
01-VSTP156 | DT pump A suction strainer PDT | ST Drains Tank area | PT | INSTRUMENT | no data | STP | PD-306A | OPEN | CLOSED | Water | 0.75" | no data
01-VSTP157 | DT pump A suction vent | ST Drains Tank area | ST DT pump | VENT | no data | STP | PD-306A | CLOSED | OPEN | Water | 0.75" | no data
01-VSTP158 | DT pump A suction drain | ST Drains Tank area | ST DT pump | DRAIN | no data | STP | PD-306A | CLOSED | OPEN | Water | 0.75" | no data
01-VSTP159 | GS mist separator orphis drain | ST lower | ST seals | GLAND STEAM MIST SEPARATOR DRAIN ISOLATION | no data | STP | PD-300A | CLOSED | OPEN | Steam | 1" | no data
01-VSTP160 | INSTRUMENT |  | no data | INSTRUMENT | no data | STP | PD-306A | OPEN | CLOSED | Water | 0.75" | no data
01-VSTP161 | DT pmup A vent | ST Drains Tank area | ST DT pump | LP STEAM DRAINS PUMP A VENT ISOLATION | no data | STP | PD-306A | CLOSED | OPEN | Water | 0.75" | no data
01-VSTP162 | INSTRUMENT |  | no data | INSTRUMENT | no data | STP | PD-306A | OPEN | CLOSED | Water | 0.75" | no data
01-VSTP163 | LP STEAM DRAINS PUMP A DISCHARGE CHECK VALVE |  | no data | LP STEAM DRAINS PUMP A DISCHARGE CHECK VALVE | no data | STP | PD-306A | OPEN | CLOSED | Water | 6" | no data
01-VSTP164 | DT pmup A discharge drain | ST Drains Tank area | ST DT pump | DRAIN | no data | STP | PD-306A | CLOSED | OPEN | Water | 0.75" | no data
01-VSTP165 | DT pmup A discharge | ST Drains Tank area | ST DT pump | LP STEAM DRAINS PUMP A DISCHARGE ISOLATION | no data | STP | PD-306A | OPEN | CLOSED | Water | 6" | no data
01-VSTP166 | DT pump common discharge iso | ST Drains Tank area | ST DT pump | VENT | no data | STP | PD-306A | CLOSED | OPEN | Water | 0.75" | no data
01-VSTP167 | GS mist separator orphis bypass | ST lower | ST seals | GLAND STEAM MIST SEPARATOR DRAIN ORIFICE BYPASS | no data | STP | PD-300A | CLOSED | CLOSED | Steam | 1" | no data
01-VSTP168 | DT pump B suction strainer PDT | ST Drains Tank area | ST DT pump | INSTRUMENT | no data | STP | PD-306A | OPEN | CLOSED | Water | 0.75" | no data
01-VSTP169 | DT pump B suction strainer PDT | ST Drains Tank area | ST DT pump | INSTRUMENT | no data | STP | PD-306A | OPEN | CLOSED | Water | 0.75" | no data
01-VSTP170 | DT pump B suction vent | ST Drains Tank area | ST DT pump | VENT | no data | STP | PD-306A | CLOSED | OPEN | Water | 0.75" | no data
01-VSTP171 | DT pump B suction drain | ST Drains Tank area | ST DT pump | DRAIN | no data | STP | PD-306A | CLOSED | OPEN | Water | 0.75" | no data
01-VSTP172 | PRIMING CONNECTION ISOLATION |  | no data | PRIMING CONNECTION ISOLATION | no data | STP | PD-302A | CLOSED | CLOSED | Steam/Water | 0.75" | no data
01-VSTP173 | INSTRUMENT |  | no data | INSTRUMENT | no data | STP | PD-306A | OPEN | CLOSED | Water | 0.75" | no data
01-VSTP174 | DT pmup B vent | ST Drains Tank area | ST DT pump | LP STEAM DRAINS PUMP B VENT ISOLATION | no data | STP | PD-306A | CLOSED | OPEN | Water | 0.75" | no data
01-VSTP175 | INSTRUMENT |  | no data | INSTRUMENT | no data | STP | PD-306A | OPEN | CLOSED | Water | 0.75" | no data
01-VSTP176 | LP STEAM DRAINS PUMP B DISCHARGE CHECK VALVE |  | no data | LP STEAM DRAINS PUMP B DISCHARGE CHECK VALVE | no data | STP | PD-306A | OPEN | CLOSED | Water | 6" | no data
01-VSTP177 | DT pmup B discharge drain | ST Drains Tank area | ST DT pump | DRAIN | no data | STP | PD-306A | CLOSED | OPEN | Water | 0.75" | no data
01-VSTP178 | DT pmup B discharge | ST Drains Tank area | ST DT pump | LP STEAM DRAINS PUMP B DISCHARGE ISOLATION | no data | STP | PD-306A | OPEN | CLOSED | Water | 6" | no data
01-VSTP179 | GS Exhauster B outlet | ST upper West | ST seals | GSC FAN EXHAUST ISOLATION | no data | STP | PD-302A | OPEN | CLOSED | AIR | 6" | no data
01-VSTP180 | GSC FAN EXHAUST ISOLATION |  | no data | GSC FAN EXHAUST ISOLATION | no data | STP | PD-302A | OPEN | CLOSED | AIR | 6" | no data
01-VSTP181 | GS mist separator orphis drain | ST lower | ST seals | GLAND STEAM MIST SEPARATOR DRAIN THROTTLE | no data | STP | PD-300A | OPEN | CLOSED | Steam | 1" | no data
01-VSTP182 | GS mist separator common drain | ST lower | ST seals | GLAND STEAM MIST SEPARATOR DRAIN ISOLATION | no data | STP | PD-300A | CLOSED | OPEN | Steam | 1" | no data
01-VSTP183 | GS header drain | ST lower | ST seals | GLAND STEAM HEADER DRAIN ISOLATION | no data | STP | PD-300A | OPEN | CLOSED | Steam | 1" | no data
01-VSTP184 | GS header drain | ST lower | ST seals | GLAND STEAM HEADER DRAIN THROTTLE | no data | STP | PD-300A | OPEN | CLOSED | Steam | 1" | no data
01-VSTP185 | GS header drain | ST lower | ST seals | GLAND STEAM HEADER DRAIN ISOLATION | no data | STP | PD-300A | CLOSED | OPEN | Steam | 1" | no data
01-VSTP195 | HP DT Level Transmitters | ST Drains Tank area | LT | INSTRUMENT | no data | STP | PD-304A | OPEN | CLOSED | Steam | 2" | no data
01-VSTP196 | HP DT Level Transmitters | ST Drains Tank area | LT | INSTRUMENT | no data | STP | PD-304A | OPEN | CLOSED | Steam | 2" | no data
01-VSTP370 | HP DT Drain to LP DT CV iso | ST Drains Tank area | HP DT | HP ST DRAINS TANK DRAIN ISOLATION | no data | STP | PD-304A | CLOSED | OPEN | Water | 6" | no data
01-VSTP371 | HP DT Drain to LP DT CV iso | ST Drains Tank area | HP DT | HP ST DRAINS TANK DRAIN ISOLATION | no data | STP | PD-304A | CLOSED | OPEN | Water | 6" | no data
01-VSTP386 | DT pump discharge vent | ST Drains Tank area | ST DT pump | CONDENSATE RECEIVER TANK ISOLATION | no data | STP | PD-306A | OPEN | CLOSED | Water | 6" | no data
01-VSWS100 | BD tank sump pump flush water | HRSG NE | BDT | BEARING FLUSH ISOLATION | no data | SWS | PD-090A | OPEN | CLOSED | Water | 1" | no data
01-VSWS101 | SW to BDT flow meter | HRSG NE | BDT | INSTRUMENTATION | no data | SWS | PD-090A | OPEN | CLOSED | Water | 0.5" | no data
01-VSWS102 | SW to BDT flow meter | HRSG NE | BDT | INSTRUMENTATION | no data | SWS | PD-090A | OPEN | CLOSED | Water | 0.5" | no data
01-VSWS103 | VACUUM PUMP MAKEUP ISOLATION |  | no data | VACUUM PUMP MAKEUP ISOLATION | no data | SWS | PD-395 | OPEN | CLOSED | Water | 1" | no data
01-VSWS104 | VACUUM PUMP MAKEUP ISOLATION |  | no data | VACUUM PUMP MAKEUP ISOLATION | no data | SWS | PD-395 | OPEN | CLOSED | Water | 1" | no data
01-VSWS105 | VACUUM PUMP MAKEUP ISOLATION |  | no data | VACUUM PUMP MAKEUP ISOLATION | no data | SWS | PD-395 | OPEN | CLOSED | Water | 1" | no data
01-VSWS106 | FIN TUBE CLEANING SKID ISOLATION |  | no data | FIN TUBE CLEANING SKID ISOLATION | no data | SWS | PD-395 | CLOSED | CLOSED | Water | 2" | no data
01-VSWS108 | SW to BDT quenching drain | HRSG NE | BDT | DRAIN | no data | SWS | PD-090A | CLOSED | OPEN | Water | 0.75" | no data
01-VSWS109 | SW to HRSG sump pit quenching iso | HRSG NE | BDT | UNIT 1 HRSG BLOWDOWN SUMP QUENCH ISOLATION | no data | SWS | PD-090A | OPEN | CLOSED | Water | 3" | no data
01-VSWS110 | SW to HRSG sump pit quenching drain | HRSG NE | BDT | DRAIN | no data | SWS | PD-090A | CLOSED | OPEN | Water | 0.75" | no data
01-VSWS111 | SW to BDT quenching iso | HRSG NE | BDT | UNIT 1 HRSG BLOWDOWN TANK/SUMP QUENCH ISOLATION | no data | SWS | PD-090A | OPEN | CLOSED | Water | 6" | no data
01-VSWS115 | VACUUM PUMP MAKEUP ISOLATION |  | no data | VACUUM PUMP MAKEUP ISOLATION | no data | SWS | PD-395 | OPEN | CLOSED | Water | 1" | no data
01-VSWS118 | VACUUM PUMP MAKEUP ISOLATION |  | no data | VACUUM PUMP MAKEUP ISOLATION | no data | SWS | PD-395 | OPEN | CLOSED | Water | 1" | no data
01-VWDR100 | OIL IN WATER ANALYZER ISOLATION VALVE |  | no data | OIL IN WATER ANALYZER ISOLATION VALVE | no data | WDR | PD-960A | OPEN | CLOSED | Water | 0.75" | no data
01-VWDR137 | VENT |  | no data | VENT | no data | WDR | PD-960A | CLOSED | OPEN | Water | 0.75" | no data
01-YV-BFW309 | TCA COOLER INLET EMERGENCY SHUTOFF |  | no data | TCA COOLER INLET EMERGENCY SHUTOFF | no data | BFW | PD-063A | OPEN | CLOSED | Water | 6" | no data
01-YV-BFW319 | CTA COOLER BFW SUPPLY STARTUP VALVE |  | no data | CTA COOLER BFW SUPPLY STARTUP VALVE | no data | BFW | PD-063A | OPEN | CLOSED | Water | 1" | no data
01-YV-BFW409 | FGH UPSTREAM BFW EMERGENCY SHUTOFF |  | no data | FGH UPSTREAM BFW EMERGENCY SHUTOFF | no data | BFW | PD-064A | OPEN | CLOSED | Water | 4" | no data
01-YV-BFW419 | FG HX BFW SUPPLY STARTUP VALVE |  | no data | FG HX BFW SUPPLY STARTUP VALVE | no data | BFW | PD-064A | OPEN | CLOSED | Water | 1" | no data
TagNumber | no data | no data | no data | Description | no data | System | P&ID | no data | no data | Working Fluid | Size (in) | no data
01-YV-BFW445 | FGH BFW OUTLET EMERGENCY SHUTOFF |  | no data | FGH BFW OUTLET EMERGENCY SHUTOFF | no data | BFW | PD-064A | OPEN | CLOSED | Water | 4" | no data
01-YV-BFW705 | HPS ATTEMP SPRAY IP FEEDWATER BLOCK VALVE |  | no data | HPS TA SPRAY SUPPLY AUTOMATIC BLOCK | no data | BFW | PD-020A | OPEN | CLOSED | Water | 3" | no data
01-YV-BFW715 | HPS ATTEMP SPRAY HP FEEDWATER BLOCK VALVE |  | no data | HPS BYPASS SPRAY SUPPLY AUTOMATIC BLOCK | no data | BFW | PD-020A | OPEN | CLOSED | Water | 3" | no data
01-YV-BFW735 | HRH FINAL ATTEMP SPRAY IP FEEDWATER BLOCK VALVE |  | no data | HRH SPRAY SUPPLY AUTOMATIC BLOCK | no data | BFW | PD-034A | OPEN | CLOSED | Water | 3" | no data
01-YV-BFW745 | CRH LETDOWN PCV SPRAY BLOCK VALVE | U1 PIPE RACK 3RD LEVEL | no data | CRH LETDOWN PCV SPRAY AUTOMATIC BLOCK | no data | BFW | PD-124A | OPEN | CLOSED | Water | 1" | no data
01-YV-BFW757 | CRH LETDOWN PCV SPRAY BLOCK VALVE | U1 PIPE RACK 3RD LEVEL | no data | CRH LETDOWN ATTEMPERATOR SPRAY AUTOMATIC BLOCK | no data | BFW | PD-124A | OPEN | CLOSED | Water | 1" | no data
01-YV-CND441 | CND SYSTEM EMERGENCY DUMP VALVE |  | no data | CND SYSTEM EMERGENCY DUMP VALVE | no data | CND | PD-053A | OPEN | CLOSED | Water | 3" | no data
01-YV-CND509 | ECA COOLER LOOP SUPPLY AUTOMATIC ISOLATION |  | no data | ECA COOLER LOOP SUPPLY AUTOMATIC ISOLATION | no data | CND | PD-054A | OPEN | CLOSED | Water | 6" | no data
01-YV-CND571 | ECA COOLER LOOP RETURN AUTOMATIC ISOLATION |  | no data | ECA COOLER LOOP RETURN AUTOMATIC ISOLATION | no data | CND | PD-054A | OPEN | CLOSED | Water | 6" | no data
01-YV-CND702 | HRH BYPASS SPRAY SUPPLY AUTOMATIC BLOCK |  | no data | HRH BYPASS SPRAY SUPPLY AUTOMATIC BLOCK | no data | CND | PD-034A | OPEN | CLOSED | Water | 4" | no data
01-YV-CND705 | CRH VENTILATOR SPRAY AUTOMATIC BLOCK |  | no data | CRH VENTILATOR SPRAY AUTOMATIC BLOCK | no data | CND | PD-030A | OPEN | CLOSED | Water | 3" | no data
01-YV-CND721 | GLAND STEAM DSH SPRAY SUPPLY AUTOMATIC BLOCK |  | no data | GLAND STEAM DSH SPRAY SUPPLY AUTOMATIC BLOCK | no data | CND | PD-300A | OPEN | CLOSED | Water | 1" | no data
01-YV-CND725 | LP BYPASS VALVE SPRAY SUPPLY AUTOMATIC BLOCK |  | no data | LP BYPASS VALVE SPRAY SUPPLY AUTOMATIC BLOCK | no data | CND | PD-040A | OPEN | CLOSED | Water | 1" | no data
01-YV-DWS719 | CONDENSER EMERGENCY MAKEUP ON/OFF |  | no data | CONDENSER EMERGENCY MAKEUP ON/OFF | no data | DWS | PD-050A | OPEN | CLOSED | Water | 6" | no data
01-YV-STP131 | HP ST DRAINS TANK DRAIN ON/OFF |  | no data | HP ST DRAINS TANK DRAIN ON/OFF | no data | STP | PD-304A | OPEN | CLOSED | Water | 6" | no data
01-YV-STP132 | HP ST DRAINS TANK DRAIN ON/OFF |  | no data | HP ST DRAINS TANK DRAIN ON/OFF | no data | STP | PD-304A | OPEN | CLOSED | Water | 6" | no data
01-YV-WDR110 | UNIT 1 OWS AUTOMATIC ISOLATION VALVE |  | no data | UNIT 1 OWS AUTOMATIC ISOLATION VALVE | no data | WDR | PD-960A | OPEN | CLOSED | Water | 6" | no data
02-FCV-BFW147 | 02 BFP A HP DISCHARGE MIN FLOW CONTROL VALVE | U2 CONDENSATE RECIEVER TANK UPPER DECK | no data | BFP A MIN RECIRC CV | no data | BFW | PD-061B | OPEN | CLOSED | Water | 3" | no data
02-FCV-BFW187 | 02 BFP B HP DISCHARGE MIN FLOW CONTROL VALVE | U2 CONDENSATE RECIEVER TANK UPPER DECK | no data | BFP B MIN RECIRC CV | no data | BFW | PD-061B | OPEN | CLOSED | Water | 3" | no data
02-FCV-BFW343 |  | U2 PIPE RACK 1ST LEVEL | no data | CT TCA COOLER BFW TCV TO HRSG | no data | BFW | PD-063B | OPEN | CLOSED | Water | 4" | no data
02-FCV-BFW359 | 02 CT TCA COOLER BFW TCV RECIRC TO ACC | U2 CONDENSATE RECIEVER TANK UPPER DECK | no data | CT TCA COOLER BFW TCV RECIRC TO ACC | no data | BFW | PD-063B | OPEN | CLOSED | Water | 3" | no data
02-FCV-BFW459 | 02 PERFORMACE HEATER TO CONDENSATE IP FEEDWATER | U2 PERFORMANCE HEATERS | no data | FG HX BFW FCV TO LP ECON | no data | BFW | PD-064B | OPEN | CLOSED | Water | 2" | no data
02-FCV-BFW475 | 02 PERFORMACE HEATER TO ACC IP FEEDWATER | U2 PERFORMANCE HEATERS | no data | FG HX BFW FCV RECIRC TO ACC | no data | BFW | PD-064B | OPEN | CLOSED | Water | 2" | no data
02-FCV-CND331 | Condensate Recirc CV | CRT landing | CRT | CONDENSATE MINIMUM RECIRC VALVE | no data | CND | PD-053B | OPEN | CLOSED | Water | 6" | no data
02-LCV-DWS715 | U2 CONDENSATE RECIEVER MAKEUP LEVEL CONTROL | U2 CONDENSATE RECIEVER TANK UPPER DECK | no data | CONDENSER MAKEUP LEVEL CONTROL | no data | DWS | PD-050B | OPEN | CLOSED | Water | 2" | no data
02-LV-CRH109 | U2 DRIP LEG DRAIN - AUTOMATED | U2 STG BLDG | no data | DRIP LEG DRAIN - AUTOMATED | no data | CRH | PD-030B | OPEN | CLOSED | Steam | 2" | no data
02-LV-CRH110 | U2 DRIP LEG DRAIN - AUTOMATED | U2 STG BLDG | no data | DRIP LEG DRAIN - AUTOMATED | no data | CRH | PD-030B | OPEN | CLOSED | Steam | 2" | no data
02-LV-CRH125 | U2 DRIP LEG DRAIN - AUTOMATED | U2 STG BLDG | no data | DRIP LEG DRAIN - AUTOMATED | no data | CRH | PD-031B | OPEN | CLOSED | Steam | 2" | no data
02-LV-LPS115 | U2 DRIP LEG DRAIN - AUTOMATED | U2 STG BLDG | no data | DRIP LEG DRAIN - AUTOMATED | no data | LPS | PD-040B | OPEN | CLOSED | Steam | 2" | no data
02-LV-LPS123 | U2 DRIP LEG DRAIN - AUTOMATED | U2 STG BLDG | no data | DRIP LEG DRAIN - AUTOMATED | no data | LPS | PD-041B | OPEN | CLOSED | Steam | 2" | no data
02-MOV-AXS321 | U2 AUX STEAM ISOLATION | U2 2ND LEVEL PIPE RACK | no data | UNIT 1 ISOLATION | no data | AXS | PD-123B | OPEN | CLOSED | Steam | 6" | no data
02-MOV-BFW139 | UNIT 2 BFW PMP 01A IP DISCH VLV PWR 480VAC | 02-LVB-PPL-1214, BR 5 OUTSIDE HRSG SWG ENCLOSURE | no data | BFP A IP DISCHARGE ISOLATION MOV | no data | BFW | PD-060B | CLOSED | OPEN | Water | 6" | no data
02-MOV-BFW145 | UNIT 2 BFW PMP 01A HP DISCH VLV PWR 480VAC | 02-LVB-PPL-1214, BR 1 OUTSIDE HRSG SWG ENCLOSURE | no data | BFP A HP DISCHARGE ISOLATION MOV | no data | BFW | PD-061B | CLOSED | OPEN | Water | 10" | no data
02-MOV-BFW179 | UNIT 2 BFW PMP 01B IP DISCH VLV PWR 480VAC | 02-LVB-PPL-1214, BR 7 OUTSIDE HRSG SWG ENCLOSURE | no data | BFP B IP DISCHARGE ISOLATION MOV | no data | BFW | PD-060B | CLOSED | OPEN | Water | 6" | no data
02-MOV-BFW185 | UNIT 2 BFW PMP 01B HP DISCH VLV PWR 480VAC | 02-LVB-PPL-1214, BR 3 OUTSIDE HRSG SWG ENCLOSURE | no data | BFP B HP DISCHARGE ISOLATION MOV | no data | BFW | PD-061B | CLOSED | OPEN | Water | 10" | no data
02-MOV-CND201 | UNIT 2 COND TO COND IRON FLTR 01A VLV PWR 480V | 02-LVB-PPL-1411, BR5 ACC MCC ENCLOSURE | no data | CONDENSATE IRON FILTER AUTOMATIC ISOLATION | no data | CND | PD-052B | CLOSED | OPEN | Water | 12" | no data
02-MOV-CND211 | UNIT 2 COND TO COND IRON FLTR 01B VLV PWR 480V | 02-LVB-PPL-1411, BR6 ACC MCC ENCLOSURE | no data | CONDENSATE IRON FILTER AUTOMATIC ISOLATION | no data | CND | PD-052B | CLOSED | OPEN | Water | 12" | no data
02-MOV-CND221 | UNIT 2 COND IRON FLTR BYP VLV PWR 480VAC | 02-LVB-PPL-1411, BR7 ACC MCC ENCLOSURE | no data | CONDENSATE IRON FILTER AUTOMATIC BYPASS | no data | CND | PD-052B | CLOSED | OPEN | Water | 12" | no data
02-PCV-AXS713 | DA EJECTOR STEAM SUPPLY CONTROL VALVE | U2 CONDENSATE RECIEVER TANK UPPER DECK | no data | DA EJECTOR STEAM SUPPLY CONTROL VALVE | no data | AXS | PD-050B | OPEN | CLOSED | Steam | 1" | no data
02-PCV-CCW191 | SYSTEM BALANCING CONTROL VALVE | U2 CCW PUMP AREA | no data | SYSTEM BALANCING CONTROL VALVE | no data | CCW | PD-270B | OPEN | CLOSED | WATER/GLYCOL | 10" | no data
02-PCV-CMG117 | CO2 BACKPRESSURE REGULATOR | U2 STG BLDG | no data | CO2 BACKPRESSURE REGULATOR | no data | CMG | PD-571 | OPEN | CLOSED | CARBON DIOXIDE | 2" | no data
02-PCV-CND289 | ACC DUCT CURTAIN SPRAY CONTROL VALVE | U2 CONDENSATE CORNER | no data | ACC DUCT CURTAIN SPRAY CONTROL VALVE | no data | CND | PD-052B | OPEN | CLOSED | Water | 2.5" | no data
02-PCV-CND423 | CND LP ECON AND DRUM BYPASS CONTROL VALVE | U2 PIPE RACK 1ST LEVEL NORTH SIDE | no data | CND LP ECON AND DRUM BYPASS CONTROL VALVE | no data | CND | PD-053B | OPEN | CLOSED | Water | 6" | no data
02-PCV-CND455 | LP ECONOMIZER INLET PCV | U2 NORTH END OF HRSG | no data | LP ECONOMIZER INLET PCV | no data | CND | PD-053B | OPEN | CLOSED | Water | 8" | no data
02-PCV-CRH700 | CRH TO AXS PRESSURE LETDOWN (LOW FLOW) | U2 PIPE RACK 3RD LEVEL | no data | CRH TO AXS PRESSURE LETDOWN (LOW FLOW) | no data | CRH | PD-124B | OPEN | CLOSED | Steam | 2" | no data
02-PCV-CRH715 | CRH TO AXS PRESSURE LETDOWN (HIGH FLOW) | U2 PIPE RACK 3RD LEVEL | no data | CRH TO AXS PRESSURE LETDOWN (HIGH FLOW) | no data | CRH | PD-124B | OPEN | CLOSED | Steam | 6" | no data
02-PCV-HPS100 | HPS BYPASS VALVE | U2 PIPE RACK 3RD LEVEL | no data | HPS BYPASS VALVE | no data | HPS | PD-020B | OPEN | CLOSED | Steam | 10" | no data
02-PCV-HRH100 | HRH BYPASS VALVE | U2 STG BLDG UPPER | no data | BYPASS VALVE | no data | HRH | PD-034B | OPEN | CLOSED | Steam | 24" | no data
02-PCV-LPS100 | LPS BYPASS VALVE | U2 STG BLDG UPPER | no data | BYPASS VALVE | no data | LPS | PD-040B | OPEN | CLOSED | Steam | 12" | no data
02-PRV-CMG101 | NITROGEN STORAGE CYLINDER RACK OUTLET | U2 HRSG EAST | no data | NITROGEN STORAGE CYLINDER RACK OUTLET | no data | CMG | PD-570 | CLOSED | CLOSED | NITROGEN | 1" | no data
02-PRV-CMG102 | NITROGEN STORAGE CYLINDER RACK OUTLET | U2 STG BLDG UPPER | no data | NITROGEN STORAGE CYLINDER RACK OUTLET | no data | CMG | PD-570 | CLOSED | CLOSED | NITROGEN | 1" | no data
02-PRV-CMG115 | CO2 PRESSURE REGULATOR | U2 STG BLDG UPPER | no data | CO2 PRESSURE REGULATOR | no data | CMG | PD-571 | OPEN | CLOSED | CARBON DIOXIDE | 2" | no data
02-PRV-CND325 | STEAM DRAINS PUMP SEAL WATER PRV | U2 ST DRAINS PIT AREA | no data | STEAM DRAINS PUMP SEAL WATER PRV | no data | CND | PD-306B | OPEN | CLOSED | Water | 0.5" | no data
02-PRV-CND326 | STEAM DRAINS PUMP SEAL WATER PRV | U2 ST DRAINS PIT AREA | no data | STEAM DRAINS PUMP SEAL WATER PRV | no data | CND | PD-306B | OPEN | CLOSED | Water | 0.5" | no data
02-PRV-CTP112 | EVAP COOLER PRESSURE REGULATOR | U2 INLET AREA | no data | EVAP COOLER PRESSURE REGULATOR | no data | CTP | PD-333B | OPEN | CLOSED | Water | 3" | no data
02-PRV-SWS713 | BEARING FLUSH PRESSURE REGULATOR | U2 HRSG SUMP AREA | no data | BEARING FLUSH PRESSURE REGULATOR | no data | SWS | PD-090B | OPEN | CLOSED | Water | 1" | no data
02-PSV-AXS325 | AUX STEAM HEADER SAFETY VALVE | U2 STG BLDG LOWER | no data | STEAM HEADER SAFETY VALVE | no data | AXS | PD-123B | OPEN | CLOSED | Steam | 4" | no data
02-PSV-AXS329 | FUEL GAS TO STARTUP HEAT EXCHANGER RELIEF VALVE | U2 ST DRAINS PIT PIPE RACK | no data | HEAT EXCHANGER RELIEF VALVE | no data | AXS | PD-123B | OPEN | CLOSED | Steam | 0.75" | no data
02-PSV-AXS391 | SAFTEY VALVE AT HRSG CONNECTIONS | U2 1ST LEVEL PIPE RACK | no data | SAFTEY VALVE AT HRSG CONNECTIONS | no data | AXS | PD-122B | OPEN | CLOSED | Steam | 1" | no data
02-PSV-BFW104 | BFP SUCTION HEADER PSV | U2 1ST LEVEL PIPE RACK | no data | BFP SUCTION HEADER PSV | no data | BFW | PD-060B | OPEN | CLOSED | Water | 4" | no data
02-PSV-BFW105 | BFP A SUCTION OVERPRESSURE PROTECTION | U2 HRSG LOWER | no data | BFP A SUCTION OVERPRESSURE PROTECTION | no data | BFW | PD-060B | OPEN | CLOSED | Water | 1.5" | no data
02-PSV-BFW155 | BFP B SUCTION OVERPRESSURE PROTECTION | U2 HRSG LOWER | no data | BFP B SUCTION OVERPRESSURE PROTECTION | no data | BFW | PD-060B | OPEN | CLOSED | Water | 1.5" | no data
02-PSV-BFW323 | CT TCA COOLER OVERPRESSURE PROTECTION HP FEEDWATER | U2 TCA COOLER AREA | no data | CT TCA COOLER OVERPRESSURE PROTECTION | no data | BFW | PD-063B | OPEN | CLOSED | Water | 1" | no data
02-PSV-BFW423 | FG PERFORMANCE HEATER OVERPRESSURE PROTECTION | U2 PERFORMANCE HEATER AREA | no data | FG HX OVERPRESSURE PROTECTION | no data | BFW | PD-064B | OPEN | CLOSED | Water | 0.75" | no data
TagNumber | no data | no data | no data | Description | no data | System | P&ID | no data | no data | Working Fluid | Size (in) | no data
02-PSV-BFW463 | FG PERFORMANCE HEATER STARTUP HEATER PSV | U2 PERFORMANCE HEATER AREA | no data | FG STARTUP HEATER PSV | no data | BFW | PD-064B | OPEN | CLOSED | Water | 0.75" | no data
02-PSV-BFW751 | FG PERFORMANCE HEATER OUTLET CND RETURN PSV | U2 PERFORMANCE HEATER AREA | no data | FG HX OUTLET CND RETURN PSV | no data | BFW | PD-053B | OPEN | CLOSED | Water | 1.5" | no data
02-PSV-CCW213 | UNIT 2 ACHE B2-1 CELL RELIEF VALVE | U2 NORTH ACHE AREA | no data | RELIEF VALVE | no data | CCW | PD-271B | OPEN | CLOSED | WATER/GLYCOL | 0.75" | no data
02-PSV-CCW223 | UNIT 2 ACHE B2-2 CELL RELIEF VALVE | U2 NORTH ACHE AREA | no data | RELIEF VALVE | no data | CCW | PD-271B | OPEN | CLOSED | WATER/GLYCOL | 0.75" | no data
02-PSV-CCW233 | UNIT 2 ACHE B2-3 CELL RELIEF VALVE | U2 NORTH ACHE AREA | no data | RELIEF VALVE | no data | CCW | PD-271B | OPEN | CLOSED | WATER/GLYCOL | 0.75" | no data
02-PSV-CCW243 |  | U2 NORTH ACHE AREA | no data | RELIEF VALVE | no data | CCW | PD-271B | OPEN | CLOSED | WATER/GLYCOL | 0.75" | no data
02-PSV-CCW253 | UNIT 2 ACHE B2-5 CELL RELIEF VALVE | U2 NORTH ACHE AREA | no data | RELIEF VALVE | no data | CCW | PD-271B | OPEN | CLOSED | WATER/GLYCOL | 0.75" | no data
02-PSV-CCW311 | 2B BFP CCW RELIEF VALVE | U2 BFP AREA | no data | RELIEF VALVE | no data | CCW | PD-272B | OPEN | CLOSED | WATER/GLYCOL | 0.75" | no data
02-PSV-CCW331 | 2A BFP CCW RELIEF VALVE | U2 BFP AREA | no data | RELIEF VALVE | no data | CCW | PD-272B | OPEN | CLOSED | WATER/GLYCOL | 0.75" | no data
02-PSV-CCW351 | SAMPLE PANEL CCW RELIEF VALVE | U2 SAMPLE PANEL | no data | RELIEF VALVE | no data | CCW | PD-272B | OPEN | CLOSED | WATER/GLYCOL | 0.75" | no data
02-PSV-CCW381 | LUBE OIL INLET CCW RELIEF VALVE | U2 STG BLDG LOWER | no data | RELIEF VALVE | no data | CCW | PD-273B | OPEN | CLOSED | WATER/GLYCOL | 0.75" | no data
02-PSV-CCW391 | LUBE OIL OUTLET CCW RELIEF VALVE | U2 STG BLDG LOWER | no data | RELIEF VALVE | no data | CCW | PD-273B | OPEN | CLOSED | WATER/GLYCOL | 0.75" | no data
02-PSV-CCW413 | PGE02108 GENERATOR CCW RELIEF VALVE | U2 STG BLDG LOWER | no data | RELIEF VALVE | no data | CCW | PD-274B | OPEN | CLOSED | WATER/GLYCOL | 0.75" | no data
02-PSV-CCW423 | PGE02107 GENERATOR CCW RELIEF VALVE | U2 STG BLDG LOWER | no data | RELIEF VALVE | no data | CCW | PD-274B | OPEN | CLOSED | WATER/GLYCOL | 0.75" | no data
02-PSV-CCW433 | PGE02106 GENERATOR CCW RELIEF VALVE | U2 STG BLDG LOWER | no data | RELIEF VALVE | no data | CCW | PD-274B | OPEN | CLOSED | WATER/GLYCOL | 0.75" | no data
02-PSV-CCW443 | PGE02105 GENERATOR CCW RELIEF VALVE | U2 STG BLDG LOWER | no data | RELIEF VALVE | no data | CCW | PD-274B | OPEN | CLOSED | WATER/GLYCOL | 0.75" | no data
02-PSV-CCW453 | PGE02104 GENERATOR CCW RELIEF VALVE | U2 STG BLDG LOWER | no data | RELIEF VALVE | no data | CCW | PD-274B | OPEN | CLOSED | WATER/GLYCOL | 0.75" | no data
02-PSV-CCW463 | PGE02103 GENERATOR CCW RELIEF VALVE | U2 STG BLDG LOWER | no data | RELIEF VALVE | no data | CCW | PD-274B | OPEN | CLOSED | WATER/GLYCOL | 0.75" | no data
02-PSV-CCW473 | PGE02102 GENERATOR CCW RELIEF VALVE | U2 STG BLDG LOWER | no data | RELIEF VALVE | no data | CCW | PD-274B | OPEN | CLOSED | WATER/GLYCOL | 0.75" | no data
02-PSV-CCW483 | PGE02101 GENERATOR CCW RELIEF VALVE | U2 STG BLDG LOWER | no data | RELIEF VALVE | no data | CCW | PD-274B | OPEN | CLOSED | WATER/GLYCOL | 0.75" | no data
02-PSV-CCW511 | A ECA COMPRESSOR CCW RELIEF VALVE | U2 "A" ECA COMPRESSOR | no data | RELIEF VALVE | no data | CCW | PD-275B | OPEN | CLOSED | WATER/GLYCOL | 0.75" | no data
02-PSV-CCW531 | B ECA COMPRESSOR CCW RELIEF VALVE | U2 "B" ECA COMPRESSOR | no data | RELIEF VALVE | no data | CCW | PD-275B | OPEN | CLOSED | WATER/GLYCOL | 0.75" | no data
02-PSV-CMG116 | NITROGEN OVERPRESSURE PROTECTION | U2 HRSG LOWER | no data | NITROGEN OVERPRESSURE PROTECTION | no data | CMG | PD-570 | OPEN | CLOSED | NITROGEN | 1" | no data
02-PSV-CMG118 | CO2 OVERPRESSURE PROTECTION | U2 STG BLDG | no data | CO2 OVERPRESSURE PROTECTION | no data | CMG | PD-571 | OPEN | CLOSED | CARBON DIOXIDE | 1" | no data
02-PSV-CMG126 | NITROGEN OVERPRESSURE PROTECTION | U2 GAS TURBINE | no data | NITROGEN OVERPRESSURE PROTECTION | no data | CMG | PD-570 | OPEN | CLOSED | NITROGEN | 1" | no data
02-PSV-CND101 | CND PUMP A SUCTION OVERPRESSURE PROTECTION | U2 CONDENSATE PUMP AREA | no data | CND PUMP A SUCTION OVERPRESSURE PROTECTION | no data | CND | PD-051B | OPEN | CLOSED | Water | 0.75" | no data
02-PSV-CND121 | CND PUMP B SUCTION OVERPRESSURE PROTECTION | U2 CONDENSATE PUMP AREA | no data | CND PUMP B SUCTION OVERPRESSURE PROTECTION | no data | CND | PD-051B | OPEN | CLOSED | Water | 0.75" | no data
02-PSV-CND141 | CND PUMP C SUCTION OVERPRESSURE PROTECTION | U2 CONDENSATE PUMP AREA | no data | CND PUMP C SUCTION OVERPRESSURE PROTECTION | no data | CND | PD-051B | OPEN | CLOSED | Water | 0.75" | no data
02-PSV-CND255 | DEMIN FILL TO CND OVERPERSSURE PROTECTION | U2CONDENSATE PUMP AREA | no data | DWS TO CND PSV | no data | CND | PD-052B | OPEN | CLOSED | Water | 0.75" | no data
02-PSV-CND402 | CONDENSATE FILL TO HP BFW OVERPRESSURE PROTECTION | PIPE RACK 1ST LEVEL WEST SIDE | no data | CONDENSATE FILL TO HP BFW OVERPRESSURE PROTECTION | no data | CND | PD-061B | OPEN | CLOSED | Water | 0.75" | no data
02-PSV-CND403 | CONDENSATE FILL TO IP BFW OVERPRESSURE PROTECTION | PIPE RACK 1ST LEVEL EASTSIDE | no data | CONDENSATE FILL TO IP BFW OVERPRESSURE PROTECTION | no data | CND | PD-062B | OPEN | CLOSED | Water | 0.75" | no data
02-PSV-CND457 | LP ECONOMIZER INLET OVERPRESSURE PROTECTION | U2 HRSG LOWER NORTH | no data | LP ECONOMIZER INLET OVERPRESSURE PROTECTION | no data | CND | PD-053B | OPEN | CLOSED | Water | 4" | no data
02-PSV-CND519 | ECA COOLER THERMAL RELIEF OVERPRESSURE PROTECTION | U2 ECA COOLER AREA | no data | ECA COOLER THERMAL RELIEF OVERPRESSURE PROTECTION | no data | CND | PD-054B | OPEN | CLOSED | Water | 1" | no data
02-PSV-CTP118 | EVAP COOLER OVERPRESSURE PROTECTION | U2 INLET AREA | no data | EVAP COOLER OVERPRESSURE PROTECTION | no data | CTP | PD-333B | OPEN | CLOSED | Water | 1" | no data
02-PSV-CTP128 | CT CASING COOLING AIR PIPING PSV | U2 TURBINE BLDG UPPER/CASING FAN | no data | CT CASING COOLING AIR PIPING PSV | no data | CTP | PD-336B | OPEN | CLOSED | AIR | 0.75" | no data
02-PSV-FGS159 | PERFORMANCE HEATER PSV | U2 PERFORMANCE HEATER AREA | no data | PERFORMANCE HEATER PSV | no data | FGS | PD-656B | OPEN | CLOSED | Natural Gas | 1" | no data
02-PSV-INA100 | PUFFER AIR TANK RELIEF | U2 PUFFER AIR TANK RELIEF VALVE | no data | AIR SUPPLY OVERPRESSURE PROTECTION | no data | INA | PD-562 | OPEN | CLOSED | AIR | 0.75" | no data
02-PSV-INA101 | ECA COMPRESSSOR "A" NORTHSIDE | U2 ECA COMPRESSOR "A" | no data | AIR SUPPLY OVERPRESSURE PROTECTION | no data | INA | PD-562 | OPEN | CLOSED | AIR | 0.75" | no data
02-PSV-INA104 | INSTA AIR RELIEF OUTSIDE GT ENCLOSURE WESTSIDE | U2 UNDER MAIN GAS TO GT ENCLOSURE | no data | AIR SUPPLY OVERPRESSURE PROTECTION | no data | INA | PD-558 | OPEN | CLOSED | AIR | 0.75" | no data
02-PSV-INA105 | INSTA AIR RELIEF VALVE SOUTH OF 2B ECA ENCLOSURE | U2 SOUTHSIDE OF 2B ECA CMPRESSOR | no data | AIR SUPPLY OVERPRESSURE PROTECTION | no data | INA | PD-562 | OPEN | CLOSED | AIR | 0.75" | no data
02-PSV-STP209 | GLAND STEAM PSV | U2 STG BUILDING UPPER | no data | GLAND STEAM PSV | no data | STP | PD-300B | OPEN | CLOSED | Steam | 3" | no data
02-TCV-AXS371 | FG STARTUP FEEDWATER HX OUTLET CONTROL VALVE | PIPE RACK 1ST LEVEL | no data | FG STARTUP FEEDWATER HX OUTLET CONTROL VALVE | no data | AXS | PD-123B | OPEN | CLOSED | Steam/Water | 1" | no data
02-TCV-AXS711 | CONDENSATE TANK SPARGING STEAM CONTROL VALVE | CONDENSATE RECIEVER TANK | no data | CONDENSATE TANK SPARGING STEAM CONTROL VALVE | no data | AXS | PD-050B | OPEN | CLOSED | Steam | 3" | no data
02-TCV-BFW716 | HPS FINAL ATTEMP CONTROL VALVE HP FEEDWATER | PIPE RACK 2ND LEVEL SOUTH SIDE | no data | HP BYPASS SPRAY SUPPLY TCV | no data | BFW | PD-020B | OPEN | CLOSED | Water | 3" | no data
02-TCV-BFW749 | CRH LETDOWN ATTEMPERATOR SPRAY TCV | PIPE RACK 2ND LEVEL SOUTH SIDE | no data | CRH LETDOWN PCV SPRAY TCV | no data | BFW | PD-124B | OPEN | CLOSED | Water | 1" | no data
02-TCV-BFW761 |  | PIPE RACK 2ND LEVEL SOUTH SIDE | no data | CRH LETDOWN ATTEMPERATOR SPRAY TCV | no data | BFW | PD-124B | OPEN | CLOSED | Water | 1" | no data
02-TCV-CCW181 | ACHE BYPASS CONTROL VALVE | PIPE RACK 2ND LEVEL SOUTH SIDE | no data | ACHE BYPASS CONTROL VALVE | no data | CCW | PD-270B | OPEN | CLOSED | WATER/GLYCOL | 24" | no data
02-TCV-CND706 | CRH VENTILATOR DSH SPRAY TCV | U2 SOUTHSIDE ACHE | no data | CRH VENTILATOR DSH SPRAY TCV | no data | CND | PD-030B | OPEN | CLOSED | Water | 2" | no data
02-TCV-CND707 | HRH BYPASS SPRAY TCV | U2 CONDENSATE CORNER | no data | HRH BYPASS SPRAY TCV | no data | CND | PD-034B | OPEN | CLOSED | Water | 4" | no data
02-TCV-CND717 | HP DRAINS TANK QUENCH SPRAY TCV | U2 CONDENSATE CORNER | no data | HP DRAINS TANK QUENCH SPRAY TCV | no data | CND | PD-304B | OPEN | CLOSED | Water | 1.5" | no data
02-TCV-CND718 | LP DRAINS TANK QUENCH SPRAY TCV | U2 STEAM DRAINS PIT | no data | LP DRAINS TANK QUENCH SPRAY TCV | no data | CND | PD-305B | OPEN | CLOSED | Water | 2" | no data
02-TCV-CND726 | LP BYPASS SPRAY TCV | U2 CONDENSATE CORNER | no data | LP BYPASS SPRAY TCV | no data | CND | PD-040B | OPEN | CLOSED | Water | 1" | no data
02-TV-HPS123 | DRIP LEG DRAIN - AUTOMATED | U2 EAST SIDE OF STEAM TURBINE GRD FLOOR | no data | DRIP LEG DRAIN - AUTOMATED | no data | HPS | PD-021B | OPEN | CLOSED | Steam | 2" | no data
02-TV-HRH117 | DRIP LEG DRAIN - AUTOMATED | U2 SOUTHSIDE OF INLET DUCT | no data | DRIP LEG DRAIN | no data | HRH | PD-034B | OPEN | CLOSED | Steam | 2" | no data
02-TV-SWS717 | HRSG SUMP QUENCH WATER | U2 NORTH SIDE CONDENSATE RECIEVER TANK | no data | BLOWDOWN QUENCH CONTROL VALVE | no data | SWS | PD-090B | OPEN | CLOSED | Water | 2" | no data
02-VAQA201 | UNIT 2 AFCU ISOLATION VALVE | U2 WEST OF "A" DILUTION AIR FAN | no data | UNIT 2 AFCU ISOLATION VALVE | no data | AQA | PD-782 | OPEN | CLOSED | 19% Aqueous Ammonia | 1" | no data
02-VAXS101 | GS supply vent before superheater | ST lower | ST seals | VENT | no data | AXS | PD-123B | OPEN | CLOSED | Steam | 0.75" | no data
02-VAXS102 | Sparging steam strainer PDIT | CRT landing | CRT | INSTRUMENT | no data | AXS | PD-050B | OPEN | CLOSED | Steam | 0.75" | no data
02-VAXS103 | Steam trap iso | HRSG lower West | no data | TRAP ISOLATION | no data | AXS | PD-122B | OPEN | CLOSED | Steam | 0.75" | no data
02-VAXS104 | GS superheater drain trap | ST lower | ST seals | TRAP ISOLATION | no data | AXS | PD-123B | OPEN | CLOSED | Steam | 0.75" | no data
02-VAXS105 | GS superheater drain trap | ST lower | ST seals | TRAP ISOLATION | no data | AXS | PD-123B | OPEN | CLOSED | Steam | 0.75" | no data
02-VAXS106 | GS superheater drain trap strainer drain | ST lower | ST seals | DRAIN | no data | AXS | PD-123B | CLOSED | OPEN | Steam | 0.75" | no data
02-VAXS107 | GS superheater drain trap bypass | ST lower | ST seals | TRAP BYPASS | no data | AXS | PD-123B | CLOSED | CLOSED | Steam | 0.75" | no data
02-VAXS109 | 02-LIT AXS303 ISO FOR FUEL GAS STARTUP HX | PIPE RACK 1ST LEVEL | no data | INSTRUMENT | no data | AXS | PD-123B | OPEN | CLOSED | Steam | 2" | no data
TagNumber | no data | no data | no data | Description | no data | System | P&ID | no data | no data | Working Fluid | Size (in) | no data
02-VAXS110 | Startup Heater LIT isolation valves | Pipe Rack 1st | Aux Steam Header | INSTRUMENT | no data | AXS | PD-123B | OPEN | CLOSED | Steam | 2" | no data
02-VAXS113 | Steam to LP Evap Drain before Steam trap | HRSG lower | Sparging | TRAP DRAIN | no data | AXS | PD-122B | CLOSED | OPEN | Steam | 2" | no data
02-VAXS117 | Steam trap iso | CRT area | no data | TRAP ISOLATION | no data | AXS | PD-123B | OPEN | CLOSED | Steam | 0.75" | no data
02-VAXS118 | Steam trap iso | HRSG lower West | no data | TRAP ISOLATION | no data | AXS | PD-122B | OPEN | CLOSED | Steam | 0.75" | no data
02-VAXS119 | Steam trap strainer drain | CRT area | no data | DRAIN | no data | AXS | PD-123B | OPEN | CLOSED | Steam | 0.75" | no data
02-VAXS120 | Steam trap bypass | CRT area | no data | TRAP BYPASS | no data | AXS | PD-123B | CLOSED | OPEN | Steam | 0.75" | no data
02-VAXS121 | AUX STEAM TO FUEL GAS STARTUP HX VENT | PIPE RACK 1ST LEVEL | no data | VENT | no data | AXS | PD-123B | CLOSED | OPEN | Steam | 0.75" | no data
02-VAXS122 | Sparging steam strainer PDIT | CRT landing | CRT | INSTRUMENT | no data | AXS | PD-050B | OPEN | CLOSED | Steam | 0.75" | no data
02-VAXS123 | FG STARTUP FEEDWATER HX OUTLET CHECK VALVE | U2 PIPE RACK IP FW STARTUP HTR | no data | FG STARTUP FEEDWATER HX OUTLET CHECK VALVE | no data | AXS | PD-123B | OPEN | CLOSED | Water | 2" | no data
02-VAXS124 | FG STARTUP FEEDWATER HX OUTLET CONTROL VALVE ISOLATION | U2 PIPE RACK IP FW STARTUP HTR | no data | FG STARTUP FEEDWATER HX OUTLET CONTROL VALVE ISOLATION | no data | AXS | PD-123B | OPEN | CLOSED | Water | 2" | no data
02-VAXS125 | Drain from Startup Heater FC isolation valves | Pipe Rack 1st | Aux Steam Header | FG STARTUP FEEDWATER HX OUTLET CONTROL VALVE ISOLATION | no data | AXS | PD-123B | OPEN | CLOSED | Steam/Water | 2" | no data
02-VAXS126 | FG STARTUP FEEDWATER HX OUTLET CONTROL VALVE DRAIN | U2 PIPE RACK IP FW STARTUP HTR | no data | DRAIN | no data | AXS | PD-123B | CLOSED | OPEN | Water | 0.75" | no data
02-VAXS127 | FG STARTUP FEEDWATER HX OUTLET CONTROL VALVE BYPASS | U2 PIPE RACK IP FW STARTUP HTR | no data | FG STARTUP FEEDWATER HX OUTLET CONTROL VALVE BYPASS | no data | AXS | PD-123B | CLOSED | CLOSED | Steam/Water | 0.75" | no data
02-VAXS130 | Drain before steam trap | HRSG lower West | no data | DRIP LEG DRAIN | no data | AXS | PD-122B | CLOSED | OPEN | Steam | 2" | no data
02-VAXS132 | AUX STEAM TO ELECTRIC SUPERHEATER VENT VALVE | U2 GROUND FLOOR SOUTH OF ELECT SP HTR | no data | VENT | no data | AXS | PD-123B | CLOSED | OPEN | Steam | 0.75" | no data
02-VAXS133 | Steam to IP Evap vent | HRSG lower | Sparging | VENT | no data | AXS | PD-122B | CLOSED | OPEN | Steam | 0.75" | no data
02-VAXS135 | Steam to LP Evap Steam trap iso | HRSG lower | Sparging | TRAP ISOLATION | no data | AXS | PD-122B | OPEN | CLOSED | Steam | 0.75" | no data
02-VAXS136 | Steam to LP Evap Steam trap iso | HRSG lower | Sparging | TRAP ISOLATION | no data | AXS | PD-122B | OPEN | CLOSED | Steam | 0.75" | no data
02-VAXS137 | Steam to LP Evap Steam trap strainer drain | HRSG lower | Sparging | DRAIN | no data | AXS | PD-122B | CLOSED | CLOSED | Steam | 0.75" | no data
02-VAXS138 | Steam to LP Evap Steam trap bypass | HRSG lower | Sparging | TRAP BYPASS | no data | AXS | PD-122B | OPEN | CLOSED | Steam | 0.75" | no data
02-VAXS144 | Steam to HP Evap Steam trap strainer drain | no data | Sparging | DRAIN | no data | AXS | PD-122B | CLOSED | OPEN | Steam | 0.75" | no data
02-VAXS145 | Sparging steam CV bypass | CRT landing | CRT | ACC SPRAGING MODULATING CONTROL VALVE BYPASS | no data | AXS | PD-050B | OPEN | CLOSED | Steam | 2.5" | no data
02-VAXS147 | Sparging steam strainer drain | CRT landing | CRT | DRAIN | no data | AXS | PD-050B | CLOSED | CLOSED | Steam | 0.75" | no data
02-VAXS148 | SEAL STEAM REGULATION VALVE ISOLATION | U2 CONDENSATE CORNER | no data | SEAL STEAM REGULATION VALVE ISOLATION | no data | AXS | PD-300B | OPEN | CLOSED | Steam | 3" | no data
02-VAXS149 | SEAL STEAM REGULATION VALVE ISOLATION | U2 CONDENSATE CORNER | no data | SEAL STEAM REGULATION VALVE ISOLATION | no data | AXS | PD-300B | OPEN | CLOSED | Steam | 4" | no data
02-VAXS152 | Steam to air ejector CV bypass | CRT landing | CRT/Air ejector | DA EJECTOR SUPPLY CONTROL VALVE BYPASS | no data | AXS | PD-050B | CLOSED | CLOSED | Steam | 1" | no data
02-VAXS153 | Steam to air ejector drain | CRT landing | CRT/Air ejector | DRAIN | no data | AXS | PD-050B | CLOSED | OPEN | Steam | 0.75" | no data
02-VAXS156 | Drain from Startup Heater FC bypass | Pipe Rack 1st | Aux Steam Header | FG STARTUP FEEDWATER HX OUTLET CONTROL VALVE BYPASS | no data | AXS | PD-123B | CLOSED | CLOSED | Water | 2" | no data
02-VAXS157 | 02-PI-AXS445 AUX STEAM AFTER FUEL GAS STARTUP HX | U2 PIPE RACK IP FW STARTUP HTR | no data | INSTRUMENT | no data | AXS | PD-123B | OPEN | CLOSED | Water | 0.75" | no data
02-VAXS158 | 02-PI-AXS441 AUX STEAM BEFORE FUEL GAS STARTUP HX | U2 PIPE RACK IP FW STARTUP HTR | no data | INSTRUMENT | no data | AXS | PD-123B | OPEN | CLOSED | Steam | 0.75" | no data
02-VAXS159 | ELECTRIC SUPERHEATER/SEPARATOR ISOLATION | U2 GROUND FLOOR SOUTH OF ELECT SP HTR | no data | SUPERHEATER/SEPARATOR ISOLATION | no data | AXS | PD-123B | OPEN | CLOSED | Steam | 3" | no data
02-VAXS160 | Steam Trap strainer drain | HRSG lower West | no data | DRAIN | no data | AXS | PD-122B | CLOSED | CLOSED | Steam | 0.75" | no data
02-VAXS161 | Steam trap iso | HRSG lower West | no data | TRAP ISOLATION | no data | AXS | PD-122B | OPEN | CLOSED | Steam | 0.75" | no data
02-VAXS164 | Steam Trap bypass | HRSG lower West | no data | TRAP BYPASS | no data | AXS | PD-122B | CLOSED | CLOSED | Steam | 0.75" | no data
02-VAXS165 | Sparging steam CV iso | CRT landing | CRT | ACC SPRAGING MODULATING CONTROL VALVE ISOLATION | no data | AXS | PD-050B | OPEN | CLOSED | Steam | 8" | no data
02-VAXS166 | AUX STEAM TRAP FOR AUX STEAM HEADER | U2 HRSG IP EVAP COOLER WESTSIDE AREA | no data | TRAP ISOLATION | no data | AXS | PD-122B | OPEN | CLOSED | Steam | 0.75" | no data
02-VAXS167 | AUX STEAM TRAP FOR AUX STEAM HEADER | U2 HRSG IP EVAP COOLER WESTSIDE AREA | no data | TRAP BYPASS | no data | AXS | PD-122B | OPEN | CLOSED | Steam | 0.75" | no data
02-VAXS168 | Sparging steam CV iso | CRT landing | CRT | ACC SPARGING MODULATING CONTROL VALVE ISOLATION | no data | AXS | PD-050B | OPEN | CLOSED | Steam | 6" | no data
02-VAXS171 | IP FEEDWATER STARTUP HX/ SEPARATOR BLOCK VALVE | U2 PIPE RACK IP FW STARTUP HTR | no data | FG STARTUP FEEDWATER HX/ SEPARATOR ISOLATION | no data | AXS | PD-123B | OPEN | CLOSED | Steam | 3" | no data
02-VAXS174 | Steam to air ejector CV iso | CRT landing | CRT/Air ejector | DA EJECTOR CONTROL VALVE ISOLATION | no data | AXS | PD-050B | OPEN | CLOSED | Steam | 2" | no data
02-VAXS175 | Steam to air ejector CV iso | CRT landing | CRT/Air ejector | DA EJECTOR CONTROL VALVE ISOLATION | no data | AXS | PD-050B | OPEN | CLOSED | Steam | 2" | no data
02-VAXS182 | Sparging steam strainer vent | CRT landing | CRT | VENT | no data | AXS | PD-050B | CLOSED | OPEN | Steam | 1" | no data
02-VAXS183 | Air ejector vent | CRT landing | CRT/Air ejector | VENT | no data | AXS | PD-050B | CLOSED | OPEN | Steam | 0.75" | no data
02-VAXS186 | Air ejector PIT iso | CRT landing | PIT | INSTRUMENT | no data | AXS | PD-050B | CLOSED | OPEN | Steam | 0.75" | no data
02-VAXS187 | 02-PIT-AXS402A ISO VALVE AUX STEAM TO ELECTRIC SUPERHEATER | U2 PIPE RACK 3RD LEVEL | no data | INSTRUMENT | no data | AXS | PD-123B | OPEN | CLOSED | Steam | 0.75" | no data
02-VAXS188 | Aux steam header PITs | Pipe Rack 1st | Aux Steam Header | INSTRUMENT | no data | AXS | PD-123B | OPEN | CLOSED | Steam | 0.75" | no data
02-VAXS189 | Steam to HP Evap Steam trap ISOs | no data | Sparging | TRAP ISOLATION | no data | AXS | PD-122B | OPEN | CLOSED | Steam | 0.75" | no data
02-VAXS190 | AUX STEAM DRIP LEG DRAIN | U2 AUX STEAM ELECTRIC SPH AREA | no data | TRAP ISOLATION | no data | AXS | PD-123B | CLOSED | OPEN | Steam | 2" | no data
02-VAXS191 | 02-TRP-AXS193 AUX STEAM DRIP LEG STEAM TRAP ISO | U2 FAR NORTH WALL CONDENSATE CORNER | no data | TRAP BYPASS | no data | AXS | PD-123B | OPEN | CLOSED | Steam | 0.75" | no data
02-VAXS194 | Steam trap iso | Pipe Rack 1st | Aux Steam Header | TRAP ISOLATION | no data | AXS | PD-123B | OPEN | CLOSED | Steam | 0.75" | no data
02-VAXS195 | 02-TRP-AXS193 AUX STEAM DRIP LEG STEAM TRAP Y-STRAINER DRAIN | U2 FAR NORTH WALL CONDENSATE CORNER | no data | DRAIN | no data | AXS | PD-123B | CLOSED | OPEN | Steam | 0.75" | no data
02-VAXS196 | GS supply drain valves | ST lower | ST seals | SEAL STEAM CONTROL VALVE WARMING LINE ISOLATION | no data | AXS | PD-123B | OPEN | CLOSED | Steam | 0.75" | no data
02-VAXS197 | GS supply drain valves | ST lower | ST seals | SEAL STEAM CONTROL VALVE WARMING LINE THROTTLING | no data | AXS | PD-123B | OPEN | CLOSED | Steam | 0.75" | no data
02-VAXS198 | GS supply drain valves | ST lower | ST seals | SEAL STEAM CONTROL VALVE WARMING LINE ISOLATION | no data | AXS | PD-123B | OPEN | CLOSED | Steam | 0.75" | no data
02-VAXS199 | AUX STEAM HEADER DRIP LEG DRAIN POT | U2 NORTH OF HP SPARGER CONTROL VLV | no data | DRIP LEG DRAIN | no data | AXS | PD-122B | CLOSED | OPEN | Steam | 2" | no data
02-VAXS200 | Steam trap drain | CRT area | no data | DRIP LEG DRAIN | no data | AXS | PD-123B | OPEN | CLOSED | Steam | 2" | no data
02-VAXS201 | Steam trap iso | Pipe Rack 1st | Aux Steam Header | TRAP ISOLATION | no data | AXS | PD-123B | OPEN | CLOSED | Steam | 0.75" | no data
02-VAXS202 | 02-TRP-AXS193 AUX STEAM DRIP LEG STEAM TRAP BYPASS ISO | U2 NORTH SIDE CONDENSATE RECIEVER TANK | no data | TRAP BYPASS | no data | AXS | PD-123B | CLOSED | CLOSED | Steam | 0.75" | no data
02-VAXS203 | 02-TRP-AXS164 AUX STEAM DRIP LEG STEAM TRAP Y-STRAINER DRAIN | U2 NORTH SIDE CONDENSATE RECIEVER TANK | no data | DRAIN | no data | AXS | PD-122B | CLOSED | OPEN | Steam | 0.75" | no data
02-VAXS204 | SEAL STEAM REGULATING VALVE BYPASS | U2 STG BLDG UPPER | no data | SEAL STEAM REGULATING VALVE BYPASS | no data | AXS | PD-300B | CLOSED | CLOSED | Steam | 2" | no data
02-VAXS289 | Steam to HP Evap Steam trap bypass | no data | Sparging | TRAP BYPASS | no data | AXS | PD-122B | CLOSED | CLOSED | Steam | 0.75" | no data
02-VAXS290 | Steam to HP Evap Steam trap ISOs | no data | Sparging | TRAP ISOLATION | no data | AXS | PD-122B | OPEN | CLOSED | Steam | 0.75" | no data
02-VAXS291 | Steam to HP Evap drain before steam trap | no data | Sparging | DRIP LEG DRAIN | no data | AXS | PD-122B | CLOSED | OPEN | Steam | 2" | no data
02-VAXS292 | Aux steam header vent | HRSG lower West | no data | VENT | no data | AXS | PD-122B | no data | no data | Steam | 0.75" | no data
TagNumber | no data | no data | no data | Description | no data | System | P&ID | no data | no data | Working Fluid | Size (in) | no data
02-VBDN200 | INSTRUMENT ROOT VALVE |  | no data | INSTRUMENT ROOT VALVE | no data | BDN | PD-090B | OPEN | CLOSED | Water | 0.5" | no data
02-VBDN201 | INSTRUMENT ROOT VALVE |  | no data | INSTRUMENT ROOT VALVE | no data | BDN | PD-090B | OPEN | CLOSED | Water | 0.5" | no data
02-VBDN204 | VENT ROOT VALVE |  | no data | VENT ROOT VALVE | no data | BDN | PD-090B | OPEN | CLOSED | Water | 0.75" | no data
02-VBDN219 | UNIT 2 BDN PUMP B DISCHARGE CHECK | U2 HRSG Sump area | no data | UNIT 2 BDN PUMP B DISCHARGE CHECK | no data | BDN | PD-090B | OPEN | CLOSED | Water | 8" | no data
02-VBDN220 | UNIT 2 BDN PUMP A DISCHARGE CHECK | U2 HRSG Sump area | no data | UNIT 2 BDN PUMP A DISCHARGE CHECK | no data | BDN | PD-090B | OPEN | CLOSED | Water | 8" | no data
02-VBDN223 | UNIT 2 BDN PUMP B DISCHARGE ISOLATION | U2 HRSG SUMP AREA | no data | UNIT 2 BDN PUMP B DISCHARGE ISOLATION | no data | BDN | PD-090B | OPEN | CLOSED | Water | 8" | no data
02-VBDN224 | UNIT 2 BDN PUMP A DISCHARGE ISOLATION | U2 HRSG Sump area | no data | UNIT 2 BDN PUMP A DISCHARGE ISOLATION | no data | BDN | PD-090B | OPEN | CLOSED | Water | 8" | no data
02-VBFW101 | To Gas performance heater MOV bypass | one level under LP Drum | FGPH | DRAIN VALVE | no data | BFW IP | PD-062B | CLOSED | OPEN | Water | 1" | no data
02-VBFW103 | To Gas performance heater MOV bypass | one level under LP Drum | FGPH | HRH TA SPRAY DRAIN | no data | BFW IP | PD-034B | CLOSED | OPEN | Water | 0.75" | no data
02-VBFW105 | To Gas performance heater MOV bypass | one level under LP Drum | FGPH | SHARED SPRAY SUPPLY STRAINER ISOLATION | no data | BFW IP | PD-062B | OPEN | CLOSED | Water | 6" | no data
02-VBFW106 | To Gas performance heater MOV bypass | one level under LP Drum | FGPH | SHARED SPRAY SUPPLY STRAINER ISOLATION | no data | BFW IP | PD-062B | OPEN | CLOSED | Water | 6" | no data
02-VBFW107 | To Gas performance heater MOV bypass | one level under LP Drum | FGPH | SHARED SPRAY SUPPLY STRAINER ISOLATION | no data | BFW IP | PD-062B | OPEN | CLOSED | Water | 6" | no data
02-VBFW108 | To Gas performance heater MOV bypass | one level under LP Drum | FGPH | SHARED SPRAY SUPPLY STRAINER ISOLATION | no data | BFW IP | PD-062B | OPEN | CLOSED | Water | 6" | no data
02-VBFW109 | To Gas performance heater MOV bypass | one level under LP Drum | FGPH | SHARED SPRAY SUPPLY STRAINER ISOLATION | no data | BFW IP | PD-062B | OPEN | CLOSED | Water | 6" | no data
02-VBFW110 | Startup heater vent | Pipe Rack 1st | FGPH | VENT VALVE | no data | BFW IP | PD-064B | CLOSED | OPEN | Water | 0.75" | no data
02-VBFW111 | To Gas performance heater MOV bypass | one level under LP Drum | FGPH | HRH TA SPRAY STRAINER ISOLATION | no data | BFW IP | PD-062B | OPEN | CLOSED | Water | 6" | no data
02-VBFW112 | To Gas performance heater MOV bypass | one level under LP Drum | FGPH | INSTRUMENT ISOLATION | no data | BFW IP | PD-020B | OPEN | CLOSED | Water | 0.5" | no data
02-VBFW113 | To Gas performance heater MOV bypass | one level under LP Drum | FGPH | STRAINER DRAIN | no data | BFW IP | PD-062B | CLOSED | OPEN | Water | 1" | no data
02-VBFW114 | To Gas performance heater MOV bypass | one level under LP Drum | FGPH | INSTRUMENT ISOLATION | no data | BFW IP | PD-020B | OPEN | CLOSED | Water | 0.5" | no data
02-VBFW115 | To Gas performance heater MOV bypass | one level under LP Drum | FGPH | STRAINER DRAIN | no data | BFW IP | PD-062B | CLOSED | OPEN | Water | 1" | no data
02-VBFW116 | To Gas performance heater MOV bypass | one level under LP Drum | FGPH | DRAIN VALVE | no data | BFW IP | PD-061B | CLOSED | OPEN | Water | 1" | no data
02-VBFW117 | Startup heater vent | Pipe Rack 1st | FGPH | VENT VALVE | no data | BFW IP | PD-064B | CLOSED | OPEN | Water | 0.75" | no data
02-VBFW118 | To Gas performance heater MOV bypass | one level under LP Drum | FGPH | HRH TA SPRAY SUPPLY ISOLATION | no data | BFW IP | PD-034B | OPEN | CLOSED | Water | 3" | no data
02-VBFW119 | To Gas performance heater MOV bypass | one level under LP Drum | FGPH | DRAIN VALVE | no data | BFW IP | PD-020B | CLOSED | OPEN | Water | 0.75" | no data
02-VBFW120 | Startup heater drain | Pipe Rack 1st | FGPH | DRAIN VALVE | no data | BFW IP | PD-064B | CLOSED | OPEN | Water | 0.75" | no data
02-VBFW121 | Startup heater drain | Pipe Rack 1st | FGPH | DRAIN VALVE | no data | BFW IP | PD-064B | CLOSED | OPEN | Water | 0.75" | no data
02-VBFW123 | To Gas performance heater MOV bypass | one level under LP Drum | FGPH | DRAIN VALVE | no data | BFW IP | PD-062B | CLOSED | OPEN | Water | 1" | no data
02-VBFW128 | To Gas performance heater MOV bypass | one level under LP Drum | FGPH | HPS BYPASS SPRAY ISOLATION | no data | BFW IP | PD-062B | OPEN | CLOSED | Water | 3" | no data
02-VBFW129 | To Gas performance heater MOV bypass | one level under LP Drum | FGPH | HPS BYPASS SPRAY ISOLATION | no data | BFW IP | PD-062B | OPEN | CLOSED | Water | 3" | no data
02-VBFW130 | To Gas performance heater MOV bypass | one level under LP Drum | FGPH | DRAIN VALVE | no data | BFW IP | PD-062B | CLOSED | OPEN | Water | 0.75" | no data
02-VBFW131 | To Gas performance heater MOV bypass | one level under LP Drum | FGPH | DRAIN VALVE | no data | BFW IP | PD-062B | CLOSED | OPEN | Water | 0.75" | no data
02-VBFW132 | To Gas performance heater MOV bypass | one level under LP Drum | FGPH | INSTRUMENT ISOLATION | no data | BFW IP | PD-060B | OPEN | CLOSED | Water | 0.75" | no data
02-VBFW138 | To Gas performance heater MOV bypass | one level under LP Drum | FGPH | DRAIN VALVE | no data | BFW IP | PD-061B | CLOSED | OPEN | Water | 0.75" | no data
02-VBFW139 | To Gas performance heater MOV bypass | one level under LP Drum | FGPH | DRAIN VALVE | no data | BFW IP | PD-061B | CLOSED | OPEN | Water | 0.75" | no data
02-VBFW140 | To Gas performance heater MOV bypass | one level under LP Drum | FGPH | INSTRUMENT ISOLATION | no data | BFW IP | PD-124B | OPEN | CLOSED | Water | 0.75" | no data
02-VBFW141 | To Gas performance heater MOV bypass | one level under LP Drum | FGPH | INSTRUMENT ISOLATION | no data | BFW IP | PD-124B | OPEN | CLOSED | Water | 0.75" | no data
02-VBFW142 | To Gas performance heater MOV bypass | one level under LP Drum | FGPH | INSTRUMENT ISOLATION | no data | BFW IP | PD-124B | OPEN | CLOSED | Water | 0.75" | no data
02-VBFW143 | To Gas performance heater MOV bypass | one level under LP Drum | FGPH | INSTRUMENT ISOLATION | no data | BFW IP | PD-124B | OPEN | CLOSED | Water | 0.75" | no data
02-VBFW144 | To Gas performance heater MOV bypass | one level under LP Drum | FGPH | DRAIN VALVE | no data | BFW IP | PD-124B | CLOSED | OPEN | Water | 0.75" | no data
02-VBFW145 | To Gas performance heater MOV bypass | one level under LP Drum | FGPH | DRAIN VALVE | no data | BFW IP | PD-124B | CLOSED | OPEN | Water | 0.75" | no data
02-VBFW146 | To Gas performance heater MOV bypass | one level under LP Drum | FGPH | CRH LETDOWN SPRAY SUPPLY ISOLATION | no data | BFW IP | PD-124B | OPEN | CLOSED | Water | 1" | no data
02-VBFW147 | To Gas performance heater MOV bypass | one level under LP Drum | FGPH | VENT VALVE | no data | BFW IP | PD-061B | CLOSED | OPEN | Water | 0.75" | no data
02-VBFW148 | To Gas performance heater MOV bypass | one level under LP Drum | FGPH | CRH LETDOWN SPRAY SUPPLY CHECK | no data | BFW IP | PD-124B | OPEN | CLOSED | Water | 1" | no data
02-VBFW149 | To Gas performance heater MOV bypass | one level under LP Drum | FGPH | DRAIN VALVE | no data | BFW IP | PD-060B | CLOSED | OPEN | Water | 1" | no data
02-VBFW150 | To Gas performance heater MOV bypass | one level under LP Drum | FGPH | VENT VALVE | no data | BFW IP | PD-061B | CLOSED | OPEN | Water | 0.75" | no data
02-VBFW151 | To Gas performance heater MOV bypass | one level under LP Drum | FGPH | VENT VALVE | no data | BFW IP | PD-062B | CLOSED | OPEN | Water | 1" | no data
02-VBFW152 | To Gas performance heater MOV bypass | one level under LP Drum | FGPH | BFW SUCTION LP DRUM ISOLATION | no data | BFW IP | PD-060B | OPEN | CLOSED | Water | 12" | no data
02-VBFW153 | Gas performance heater Level switch vessel 1 vent | FGPH | FGPH | VENT VALVE | no data | BFW IP | PD-064B | CLOSED | OPEN | Water | 0.75" | no data
02-VBFW154 | To Gas performance heater MOV bypass | one level under LP Drum | FGPH | INSTRUMENT ISOLATION | no data | BFW IP | PD-060B | OPEN | CLOSED | Water | 0.75" | no data
02-VBFW155 | To Gas performance heater MOV bypass | one level under LP Drum | FGPH | INSTRUMENT ISOLATION | no data | BFW IP | PD-060B | OPEN | CLOSED | Water | 0.75" | no data
02-VBFW156 | To Gas performance heater MOV bypass | one level under LP Drum | FGPH | INSTRUMENT ISOLATION | no data | BFW IP | PD-124B | OPEN | CLOSED | Water | 0.75" | no data
02-VBFW157 | To Gas performance heater MOV bypass | one level under LP Drum | FGPH | INSTRUMENT ISOLATION | no data | BFW IP | PD-124B | OPEN | CLOSED | Water | 0.75" | no data
02-VBFW161 | To Gas performance heater MOV bypass | one level under LP Drum | FGPH | VENT VALVE | no data | BFW IP | PD-062B | CLOSED | OPEN | Water | 1" | no data
02-VBFW162 | To Gas performance heater MOV bypass | one level under LP Drum | FGPH | INSTRUMENT ISOLATION | no data | BFW IP | PD-062B | CLOSED | OPEN | Water | 1" | no data
02-VBFW163 | To Gas performance heater MOV bypass | one level under LP Drum | FGPH | INSTRUMENT ISOLATION | no data | BFW IP | PD-062B | CLOSED | OPEN | Water | 1" | no data
02-VBFW164 | To Gas performance heater MOV bypass | one level under LP Drum | FGPH | CRH AUX STEAM DSH SPRAY CHECK | no data | BFW IP | PD-124B | OPEN | CLOSED | Water | 1" | no data
02-VBFW165 | To Gas performance heater MOV bypass | one level under LP Drum | FGPH | DRAIN VALVE | no data | BFW IP | PD-063B | CLOSED | OPEN | Water | 0.75" | no data
02-VBFW166 | To Gas performance heater MOV bypass | one level under LP Drum | FGPH | DRAIN VALVE | no data | BFW IP | PD-063B | CLOSED | OPEN | Water | 0.75" | no data
02-VBFW167 | To Gas performance heater MOV bypass | one level under LP Drum | FGPH | BFP A IP DISCHARGE CHECK | no data | BFW IP | PD-060B | OPEN | CLOSED | Water | 6" | no data
02-VBFW168 | To Gas performance heater MOV bypass | one level under LP Drum | FGPH | DRAIN VALVE | no data | BFW IP | PD-060B | CLOSED | OPEN | Water | 0.75" | no data
02-VBFW169 | To Gas performance heater MOV bypass | one level under LP Drum | FGPH | DRAIN VALVE | no data | BFW IP | PD-060B | CLOSED | OPEN | Water | 0.75" | no data
02-VBFW170 | To Gas performance heater MOV bypass | one level under LP Drum | FGPH | INSTRUMENT ISOLATION | no data | BFW IP | PD-060B | OPEN | CLOSED | Water | 0.75" | no data
02-VBFW171 | To Gas performance heater MOV bypass | one level under LP Drum | FGPH | INSTRUMENT ISOLATION | no data | BFW IP | PD-060B | OPEN | CLOSED | Water | 0.75" | no data
02-VBFW172 | To Gas performance heater MOV bypass | one level under LP Drum | FGPH | VENT VALVE | no data | BFW IP | PD-060B | CLOSED | OPEN | Water | 0.75" | no data
TagNumber | no data | no data | no data | Description | no data | System | P&ID | no data | no data | Working Fluid | Size (in) | no data
02-VBFW173 | To Gas performance heater MOV bypass | one level under LP Drum | FGPH | VENT VALVE | no data | BFW IP | PD-060B | CLOSED | OPEN | Water | 0.75" | no data
02-VBFW174 | To Gas performance heater MOV bypass | one level under LP Drum | FGPH | BFP B IP DISCHARGE CHECK | no data | BFW IP | PD-060B | OPEN | CLOSED | Water | 6" | no data
02-VBFW175 | To Gas performance heater MOV bypass | one level under LP Drum | FGPH | DRAIN VALVE | no data | BFW IP | PD-060B | CLOSED | OPEN | Water | 0.75" | no data
02-VBFW176 | To Gas performance heater MOV bypass | one level under LP Drum | FGPH | DRAIN VALVE | no data | BFW IP | PD-060B | CLOSED | OPEN | Water | 0.75" | no data
02-VBFW177 | To Gas performance heater MOV bypass | one level under LP Drum | FGPH | INSTRUMENT ISOLATION | no data | BFW IP | PD-060B | OPEN | CLOSED | Water | 0.75" | no data
02-VBFW178 | To Gas performance heater MOV bypass | one level under LP Drum | FGPH | INSTRUMENT ISOLATION | no data | BFW IP | PD-060B | OPEN | CLOSED | Water | 0.75" | no data
02-VBFW181 | To Gas performance heater MOV bypass | one level under LP Drum | FGPH | INSTRUMENT ISOLATION | no data | BFW IP | PD-061B | OPEN | CLOSED | Water | 0.75" | no data
02-VBFW182 | To Gas performance heater MOV bypass | one level under LP Drum | FGPH | INSTRUMENT ISOLATION | no data | BFW IP | PD-061B | OPEN | CLOSED | Water | 0.75" | no data
02-VBFW183 | To Gas performance heater MOV bypass | one level under LP Drum | FGPH | INSTRUMENT ISOLATION | no data | BFW IP | PD-061B | OPEN | CLOSED | Water | 0.75" | no data
02-VBFW184 | To Gas performance heater MOV bypass | one level under LP Drum | FGPH | INSTRUMENT ISOLATION | no data | BFW IP | PD-061B | OPEN | CLOSED | Water | 0.75" | no data
02-VBFW185 | To Gas performance heater MOV bypass | one level under LP Drum | FGPH | INSTRUMENT ISOLATION | no data | BFW IP | PD-061B | OPEN | CLOSED | Water | 0.75" | no data
02-VBFW186 | To Gas performance heater MOV bypass | one level under LP Drum | FGPH | INSTRUMENT ISOLATION | no data | BFW IP | PD-061B | OPEN | CLOSED | Water | 0.75" | no data
02-VBFW187 | To Gas performance heater MOV bypass | one level under LP Drum | FGPH | INSTRUMENT ISOLATION | no data | BFW IP | PD-061B | OPEN | CLOSED | Water | 0.75" | no data
02-VBFW188 | To Gas performance heater MOV bypass | one level under LP Drum | FGPH | INSTRUMENT ISOLATION | no data | BFW IP | PD-061B | OPEN | CLOSED | Water | 0.75" | no data
02-VBFW189 | To Gas performance heater MOV bypass | one level under LP Drum | FGPH | VENT VALVE | no data | BFW IP | PD-061B | CLOSED | OPEN | Water | 0.75" | no data
02-VBFW190 | To Gas performance heater MOV bypass | one level under LP Drum | FGPH | VENT VALVE | no data | BFW IP | PD-061B | CLOSED | OPEN | Water | 0.75" | no data
02-VBFW191 | To Gas performance heater MOV bypass | one level under LP Drum | FGPH | BFP A HP DISCHARGE CHECK | no data | BFW IP | PD-061B | OPEN | CLOSED | Water | 10" | no data
02-VBFW192 | To Gas performance heater MOV bypass | one level under LP Drum | FGPH | DRAIN VALVE | no data | BFW IP | PD-061B | CLOSED | OPEN | Water | 0.75" | no data
02-VBFW193 | To Gas performance heater MOV bypass | one level under LP Drum | FGPH | DRAIN VALVE | no data | BFW IP | PD-061B | CLOSED | OPEN | Water | 0.75" | no data
02-VBFW194 | To Gas performance heater MOV bypass | one level under LP Drum | FGPH | DRAIN VALVE | no data | BFW IP | PD-061B | CLOSED | OPEN | Water | 1" | no data
02-VBFW195 | To Gas performance heater MOV bypass | one level under LP Drum | FGPH | DRAIN VALVE | no data | BFW IP | PD-061B | CLOSED | OPEN | Water | 1" | no data
02-VBFW196 | To Gas performance heater MOV bypass | one level under LP Drum | FGPH | HP BFW FILL FROM CONDENSATE CHECK | no data | BFW IP | PD-061B | OPEN | CLOSED | Water | 2" | no data
02-VBFW197 | To Gas performance heater MOV bypass | one level under LP Drum | FGPH | HP BFW FILL FROM CONDENSATE STOP CHECK | no data | BFW IP | PD-061B | OPEN | CLOSED | Water | 2" | no data
02-VBFW198 | To Gas performance heater MOV bypass | one level under LP Drum | FGPH | HP BFW FILL FROM CONDENSATE BLOCK | no data | BFW IP | PD-061B | OPEN | CLOSED | Water | 2" | no data
02-VBFW199 | To Gas performance heater MOV bypass | one level under LP Drum | FGPH | INSTRUMENT ISOLATION | no data | BFW IP | PD-061B | OPEN | CLOSED | Water | 0.75" | no data
02-VBFW200 | To Gas performance heater MOV bypass | one level under LP Drum | FGPH | INSTRUMENT ISOLATION | no data | BFW IP | PD-061B | OPEN | CLOSED | Water | 0.75" | no data
02-VBFW209 | To Gas performance heater MOV bypass | one level under LP Drum | FGPH | VENT VALVE | no data | BFW IP | PD-061B | CLOSED | OPEN | Water | 0.75" | no data
02-VBFW210 | To Gas performance heater MOV bypass | one level under LP Drum | FGPH | VENT VALVE | no data | BFW IP | PD-061B | CLOSED | OPEN | Water | 0.75" | no data
02-VBFW211 | To Gas performance heater MOV bypass | one level under LP Drum | FGPH | DRAIN VALVE | no data | BFW IP | PD-061B | CLOSED | OPEN | Water | 0.75" | no data
02-VBFW212 | To Gas performance heater MOV bypass | one level under LP Drum | FGPH | DRAIN VALVE | no data | BFW IP | PD-061B | CLOSED | OPEN | Water | 0.75" | no data
02-VBFW213 | To Gas performance heater MOV bypass | one level under LP Drum | FGPH | VENT VALVE | no data | BFW IP | PD-061B | CLOSED | OPEN | Water | 0.75" | no data
02-VBFW214 | To Gas performance heater MOV bypass | one level under LP Drum | FGPH | VENT VALVE | no data | BFW IP | PD-061B | CLOSED | OPEN | Water | 0.75" | no data
02-VBFW215 | To Gas performance heater MOV bypass | one level under LP Drum | FGPH | BFP A MIN RECIRC STRAINER ISOLATION | no data | BFW IP | PD-061B | OPEN | CLOSED | Water | 6" | no data
02-VBFW216 | To Gas performance heater MOV bypass | one level under LP Drum | FGPH | STRAINER DRAIN | no data | BFW IP | PD-061B | CLOSED | OPEN | Water | 1.5" | no data
02-VBFW217 | To Gas performance heater MOV bypass | one level under LP Drum | FGPH | STRAINER DRAIN | no data | BFW IP | PD-061B | CLOSED | OPEN | Water | 1.5" | no data
02-VBFW218 | To Gas performance heater MOV bypass | one level under LP Drum | FGPH | BFP A MIN RECIRC ACC ISOLATION | no data | BFW IP | PD-061B | OPEN | CLOSED | Water | 6" | no data
02-VBFW219 | To Gas performance heater MOV bypass | one level under LP Drum | FGPH | INSTRUMENT ISOLATION | no data | BFW IP | PD-061B | OPEN | CLOSED | Water | 0.75" | no data
02-VBFW220 | To Gas performance heater MOV bypass | one level under LP Drum | FGPH | INSTRUMENT ISOLATION | no data | BFW IP | PD-061B | OPEN | CLOSED | Water | 0.75" | no data
02-VBFW221 | To Gas performance heater MOV bypass | one level under LP Drum | FGPH | INSTRUMENT ISOLATION | no data | BFW IP | PD-061B | OPEN | CLOSED | Water | 0.75" | no data
02-VBFW222 | To Gas performance heater MOV bypass | one level under LP Drum | FGPH | INSTRUMENT ISOLATION | no data | BFW IP | PD-061B | OPEN | CLOSED | Water | 0.75" | no data
02-VBFW223 | To Gas performance heater MOV bypass | one level under LP Drum | FGPH | INSTRUMENT ISOLATION | no data | BFW IP | PD-061B | OPEN | CLOSED | Water | 0.75" | no data
02-VBFW224 | To Gas performance heater MOV bypass | one level under LP Drum | FGPH | INSTRUMENT ISOLATION | no data | BFW IP | PD-061B | OPEN | CLOSED | Water | 0.75" | no data
02-VBFW225 | To Gas performance heater MOV bypass | one level under LP Drum | FGPH | INSTRUMENT ISOLATION | no data | BFW IP | PD-061B | OPEN | CLOSED | Water | 0.75" | no data
02-VBFW226 | To Gas performance heater MOV bypass | one level under LP Drum | FGPH | INSTRUMENT ISOLATION | no data | BFW IP | PD-061B | OPEN | CLOSED | Water | 0.75" | no data
02-VBFW227 | To Gas performance heater MOV bypass | one level under LP Drum | FGPH | VENT VALVE | no data | BFW IP | PD-061B | CLOSED | OPEN | Water | 0.75" | no data
02-VBFW228 | To Gas performance heater MOV bypass | one level under LP Drum | FGPH | VENT VALVE | no data | BFW IP | PD-061B | CLOSED | OPEN | Water | 0.75" | no data
02-VBFW229 | To Gas performance heater MOV bypass | one level under LP Drum | FGPH | BFP B HP DISCHARGE CHECK | no data | BFW IP | PD-061B | OPEN | CLOSED | Water | 10" | no data
02-VBFW230 | To Gas performance heater MOV bypass | one level under LP Drum | FGPH | VENT VALVE | no data | BFW IP | PD-061B | CLOSED | OPEN | Water | 0.75" | no data
02-VBFW231 | To Gas performance heater MOV bypass | one level under LP Drum | FGPH | VENT VALVE | no data | BFW IP | PD-061B | CLOSED | OPEN | Water | 0.75" | no data
02-VBFW232 | To Gas performance heater MOV bypass | one level under LP Drum | FGPH | BFP B MIN RECIRC STRAINER ISOLATION | no data | BFW IP | PD-061B | OPEN | CLOSED | Water | 6" | no data
02-VBFW233 | To Gas performance heater MOV bypass | one level under LP Drum | FGPH | STRAINER DRAIN | no data | BFW IP | PD-061B | CLOSED | OPEN | Water | 1.5" | no data
02-VBFW234 | To Gas performance heater MOV bypass | one level under LP Drum | FGPH | STRAINER DRAIN | no data | BFW IP | PD-061B | CLOSED | OPEN | Water | 1.5" | no data
02-VBFW235 | To Gas performance heater MOV bypass | one level under LP Drum | FGPH | DRAIN VALVE | no data | BFW IP | PD-061B | CLOSED | OPEN | Water | 0.75" | no data
02-VBFW236 | To Gas performance heater MOV bypass | one level under LP Drum | FGPH | DRAIN VALVE | no data | BFW IP | PD-061B | CLOSED | OPEN | Water | 0.75" | no data
02-VBFW237 | To Gas performance heater MOV bypass | one level under LP Drum | FGPH | DRAIN VALVE | no data | BFW IP | PD-061B | CLOSED | OPEN | Water | 1" | no data
02-VBFW238 | To Gas performance heater MOV bypass | one level under LP Drum | FGPH | DRAIN VALVE | no data | BFW IP | PD-061B | CLOSED | OPEN | Water | 1" | no data
02-VBFW239 | To Gas performance heater MOV bypass | one level under LP Drum | FGPH | BFP B MIN RECIRC ACC ISOLATION | no data | BFW IP | PD-061B | OPEN | CLOSED | Water | 6" | no data
02-VBFW240 | To Gas performance heater MOV bypass | one level under LP Drum | FGPH | DRAIN VALVE | no data | BFW IP | PD-020B | CLOSED | OPEN | Water | 0.75" | no data
02-VBFW241 | To Gas performance heater MOV bypass | one level under LP Drum | FGPH | DRAIN VALVE | no data | BFW IP | PD-020B | CLOSED | OPEN | Water | 0.75" | no data
02-VBFW242 | To Gas performance heater MOV bypass | one level under LP Drum | FGPH | INSTRUMENT ISOLATION | no data | BFW IP | PD-020B | OPEN | CLOSED | Water | 0.75" | no data
02-VBFW243 | To Gas performance heater MOV bypass | one level under LP Drum | FGPH | INSTRUMENT ISOLATION | no data | BFW IP | PD-020B | OPEN | CLOSED | Water | 0.75" | no data
02-VBFW244 | To Gas performance heater MOV bypass | one level under LP Drum | FGPH | INSTRUMENT ISOLATION | no data | BFW IP | PD-020B | OPEN | CLOSED | Water | 0.75" | no data
02-VBFW245 | To Gas performance heater MOV bypass | one level under LP Drum | FGPH | INSTRUMENT ISOLATION | no data | BFW IP | PD-020B | OPEN | CLOSED | Water | 0.75" | no data
02-VBFW246 | To Gas performance heater MOV bypass | one level under LP Drum | FGPH | VENT VALVE | no data | BFW IP | PD-020B | CLOSED | OPEN | Water | 1" | no data
TagNumber | no data | no data | no data | Description | no data | System | P&ID | no data | no data | Working Fluid | Size (in) | no data
02-VBFW247 | To Gas performance heater MOV bypass | one level under LP Drum | FGPH | VENT VALVE | no data | BFW IP | PD-020B | CLOSED | OPEN | Water | 1" | no data
02-VBFW248 | To Gas performance heater MOV bypass | one level under LP Drum | FGPH | VENT VALVE | no data | BFW IP | PD-020B | CLOSED | OPEN | Water | 1" | no data
02-VBFW249 | To Gas performance heater MOV bypass | one level under LP Drum | FGPH | VENT VALVE | no data | BFW IP | PD-020B | CLOSED | OPEN | Water | 1" | no data
02-VBFW250 | To Gas performance heater MOV bypass | one level under LP Drum | FGPH | INSTRUMENT ISOLATION | no data | BFW IP | PD-062B | OPEN | CLOSED | Water | 0.75" | no data
02-VBFW251 | To Gas performance heater MOV bypass | one level under LP Drum | FGPH | INSTRUMENT ISOLATION | no data | BFW IP | PD-062B | OPEN | CLOSED | Water | 0.75" | no data
02-VBFW252 | To Gas performance heater MOV bypass | one level under LP Drum | FGPH | INSTRUMENT ISOLATION | no data | BFW IP | PD-062B | OPEN | CLOSED | Water | 0.75" | no data
02-VBFW253 | To Gas performance heater MOV bypass | one level under LP Drum | FGPH | INSTRUMENT ISOLATION | no data | BFW IP | PD-062B | OPEN | CLOSED | Water | 0.75" | no data
02-VBFW254 | To Gas performance heater MOV bypass | one level under LP Drum | FGPH | INSTRUMENT ISOLATION | no data | BFW IP | PD-061B | OPEN | CLOSED | Water | 0.75" | no data
02-VBFW255 | To Gas performance heater MOV bypass | one level under LP Drum | FGPH | INSTRUMENT ISOLATION | no data | BFW IP | PD-061B | OPEN | CLOSED | Water | 0.75" | no data
02-VBFW256 | To Gas performance heater MOV bypass | one level under LP Drum | FGPH | INSTRUMENT ISOLATION | no data | BFW IP | PD-061B | OPEN | CLOSED | Water | 0.75" | no data
02-VBFW257 | To Gas performance heater MOV bypass | one level under LP Drum | FGPH | INSTRUMENT ISOLATION | no data | BFW IP | PD-061B | OPEN | CLOSED | Water | 0.75" | no data
02-VBFW258 | To Gas performance heater MOV bypass | one level under LP Drum | FGPH | INSTRUMENT ISOLATION | no data | BFW IP | PD-061B | OPEN | CLOSED | Water | 0.75" | no data
02-VBFW259 | To Gas performance heater MOV bypass | one level under LP Drum | FGPH | INSTRUMENT ISOLATION | no data | BFW IP | PD-061B | OPEN | CLOSED | Water | 0.75" | no data
02-VBFW260 | To Gas performance heater MOV bypass | one level under LP Drum | FGPH | INSTRUMENT ISOLATION | no data | BFW IP | PD-061B | OPEN | CLOSED | Water | 0.75" | no data
02-VBFW261 | To Gas performance heater MOV bypass | one level under LP Drum | FGPH | INSTRUMENT ISOLATION | no data | BFW IP | PD-061B | OPEN | CLOSED | Water | 0.75" | no data
02-VBFW262 | Gas performance heater FW in PIT | FGPH | FGPH | INSTRUMENT ISOLATION | no data | BFW IP | PD-064B | OPEN | CLOSED | Water | 0.75" | no data
02-VBFW263 | To Gas performance heater MOV bypass | one level under LP Drum | FGPH | BFP SUCTION FROM LPEC BYPASS CHECK | no data | BFW IP | PD-060B | OPEN | CLOSED | Water | 8" | no data
02-VBFW264 | To Gas performance heater MOV bypass | one level under LP Drum | FGPH | BFP SUCTION ISOLATION FROM LPEC BYPASS | no data | BFW IP | PD-060B | OPEN | CLOSED | Water | 8" | no data
02-VBFW265 | To Gas performance heater MOV bypass | one level under LP Drum | FGPH | BFP A SUCTION ISOLATION | no data | BFW IP | PD-060B | OPEN | CLOSED | Water | 12" | no data
02-VBFW266 | To Gas performance heater MOV bypass | one level under LP Drum | FGPH | BFP B SUCTION ISOLATION | no data | BFW IP | PD-060B | OPEN | CLOSED | Water | 12" | no data
02-VBFW267 | To Gas performance heater MOV bypass | one level under LP Drum | FGPH | DRAIN VALVE | no data | BFW IP | PD-061B | CLOSED | OPEN | Water | 0.75" | no data
02-VBFW269 | To Gas performance heater MOV bypass | one level under LP Drum | FGPH | BFP A IP DISCHARGE ISOLATION | no data | BFW IP | PD-060B | OPEN | CLOSED | Water | 6" | no data
02-VBFW270 | To Gas performance heater MOV bypass | one level under LP Drum | FGPH | BFP B IP DISCHARGE ISOLATION | no data | BFW IP | PD-060B | OPEN | CLOSED | Water | 6" | no data
02-VBFW271 | To Gas performance heater MOV bypass | one level under LP Drum | FGPH | BFP A HP DISCHARGE ISOLATION | no data | BFW IP | PD-061B | OPEN | CLOSED | Water | 10" | no data
02-VBFW272 | To Gas performance heater MOV bypass | one level under LP Drum | FGPH | BFP B HP DISCHARGE ISOLATION | no data | BFW IP | PD-061B | OPEN | CLOSED | Water | 10" | no data
02-VBFW273 | Gas performance heater Level switch vessel 1 | FGPH | FGPH | INSTRUMENT ISOLATION | no data | BFW IP | PD-064B | OPEN | CLOSED | Water | 0.75" | no data
02-VBFW274 | Gas performance heater Level switch vessel 1 | FGPH | FGPH | INSTRUMENT ISOLATION | no data | BFW IP | PD-064B | OPEN | CLOSED | Water | 0.75" | no data
02-VBFW275 | Gas performance heater Level switch vessel 1 | FGPH | FGPH | INSTRUMENT ISOLATION | no data | BFW IP | PD-064B | OPEN | CLOSED | Water | 0.75" | no data
02-VBFW276 | Gas performance heater Level switch vessel 1 | FGPH | FGPH | INSTRUMENT ISOLATION | no data | BFW IP | PD-064B | OPEN | CLOSED | Water | 0.75" | no data
02-VBFW277 | Gas performance heater Level switch vessel 2 vent | FGPH | FGPH | VENT VALVE | no data | BFW IP | PD-064B | CLOSED | OPEN | Water | 0.75" | no data
02-VBFW278 | To Gas performance heater MOV bypass | one level under LP Drum | FGPH | INSTRUMENT ISOLATION | no data | BFW IP | PD-064B | OPEN | CLOSED | Water | 0.75" | no data
02-VBFW279 | Gas performance heater Level switch vessel 2 | FGPH | FGPH | INSTRUMENT ISOLATION | no data | BFW IP | PD-064B | OPEN | CLOSED | Water | 0.75" | no data
02-VBFW280 | Gas performance heater Level switch vessel 2 | FGPH | FGPH | INSTRUMENT ISOLATION | no data | BFW IP | PD-064B | OPEN | CLOSED | Water | 0.75" | no data
02-VBFW281 | Gas performance heater Level switch vessel 2 | FGPH | FGPH | INSTRUMENT ISOLATION | no data | BFW IP | PD-064B | OPEN | CLOSED | Water | 0.75" | no data
02-VBFW282 | Gas performance heater FW out PIT | FGPH | FGPH | INSTRUMENT ISOLATION | no data | BFW IP | PD-064B | OPEN | CLOSED | Water | 0.75" | no data
02-VBFW283 | Gas performance heater vent | FGPH | FGPH | VENT VALVE | no data | BFW IP | PD-064B | CLOSED | OPEN | Water | 0.75" | no data
02-VBFW284 | Gas performance heater FW in PIT | FGPH | FGPH | INSTRUMENT ISOLATION | no data | BFW IP | PD-064B | OPEN | CLOSED | Water | 0.75" | no data
02-VBFW285 | Gas performance heater nitrogen connection (after CV) | FGPH | FGPH | N2 CONNECTION | no data | BFW IP | PD-064B | CLOSED | OPEN | Water | 0.75" | no data
02-VBFW286 | Gas performance heater drain | FGPH | FGPH | DRAIN VALVE | no data | BFW IP | PD-064B | CLOSED | OPEN | Water | 0.75" | no data
02-VBFW287 | To Gas performance heater MOV bypass | one level under LP Drum | FGPH | INSTRUMENT ISOLATION | no data | BFW IP | PD-064B | OPEN | CLOSED | Water | 0.75" | no data
02-VBFW288 | To Gas performance heater MOV bypass | one level under LP Drum | FGPH | INSTRUMENT ISOLATION | no data | BFW IP | PD-064B | OPEN | CLOSED | Water | 0.75" | no data
02-VBFW289 | Gas performance heater drain before block valve | FGPH | FGPH | DRAIN VALVE | no data | BFW IP | PD-064B | CLOSED | OPEN | Water | 0.75" | no data
02-VBFW290 | Gas performance heater to receiver tank iso (2) valves | CRT | FGPH | FGH OUTLET RECIRC CV ISOLATION | no data | BFW IP | PD-064B | OPEN | CLOSED | Water | 4" | no data
02-VBFW291 | Gas performance heater drain before CV | FGPH | FGPH | DRAIN VALVE | no data | BFW IP | PD-064B | CLOSED | OPEN | Water | 0.75" | no data
02-VBFW292 | Gas performance heater to receiver tank strainer drain | CRT | FGPH | STRAINER DRAIN | no data | BFW IP | PD-064B | CLOSED | OPEN | Water | 0.75" | no data
02-VBFW293 | To Gas performance heater MOV bypass | one level under LP Drum | FGPH | INSTRUMENT ISOLATION | no data | BFW IP | PD-064B | OPEN | CLOSED | Water | 0.75" | no data
02-VBFW294 | To Gas performance heater MOV bypass | one level under LP Drum | FGPH | DRAIN VALVE | no data | BFW IP | PD-063B | CLOSED | OPEN | Water | 0.75" | no data
02-VBFW295 | To Gas performance heater MOV bypass | one level under LP Drum | FGPH | INSTRUMENT ISOLATION | no data | BFW IP | PD-063B | OPEN | CLOSED | Water | 0.75" | no data
02-VBFW296 | To Gas performance heater MOV bypass | one level under LP Drum | FGPH | INSTRUMENT ISOLATION | no data | BFW IP | PD-063B | OPEN | CLOSED | Water | 0.75" | no data
02-VBFW297 | To Gas performance heater MOV bypass | one level under LP Drum | FGPH | INSTRUMENT ISOLATION | no data | BFW IP | PD-063B | OPEN | CLOSED | Water | 0.75" | no data
02-VBFW298 | To Gas performance heater MOV bypass | one level under LP Drum | FGPH | INSTRUMENT ISOLATION | no data | BFW IP | PD-063B | OPEN | CLOSED | Water | 0.75" | no data
02-VBFW299 | To Gas performance heater MOV bypass | one level under LP Drum | FGPH | INSTRUMENT ISOLATION | no data | BFW IP | PD-063B | OPEN | CLOSED | Water | 0.75" | no data
02-VBFW300 | To Gas performance heater MOV bypass | one level under LP Drum | FGPH | CT TCA COOLER BFW INLET ISOLATION | no data | BFW IP | PD-063B | OPEN | CLOSED | Water | 6" | no data
02-VBFW301 | To Gas performance heater MOV bypass | one level under LP Drum | FGPH | DRAIN VALVE | no data | BFW IP | PD-063B | CLOSED | OPEN | Water | 0.75" | no data
02-VBFW302 | To Gas performance heater MOV bypass | one level under LP Drum | FGPH | DRAIN VALVE | no data | BFW IP | PD-063B | CLOSED | OPEN | Water | 0.75" | no data
02-VBFW303 | To Gas performance heater MOV bypass | one level under LP Drum | FGPH | DRAIN VALVE | no data | BFW IP | PD-063B | CLOSED | OPEN | Water | 0.75" | no data
02-VBFW304 | To Gas performance heater MOV bypass | one level under LP Drum | FGPH | DRAIN VALVE | no data | BFW IP | PD-063B | CLOSED | OPEN | Water | 0.75" | no data
02-VBFW305 | To Gas performance heater MOV bypass | one level under LP Drum | FGPH | DRAIN VALVE | no data | BFW IP | PD-063B | CLOSED | OPEN | Water | 0.75" | no data
02-VBFW306 | To Gas performance heater MOV bypass | one level under LP Drum | FGPH | CT TCA COOLER BFW OUTLET ISOLATION | no data | BFW IP | PD-063B | OPEN | CLOSED | Water | 6" | no data
02-VBFW307 | To Gas performance heater MOV bypass | one level under LP Drum | FGPH | INSTRUMENT ISOLATION | no data | BFW IP | PD-063B | OPEN | CLOSED | Water | 0.75" | no data
02-VBFW308 | To Gas performance heater MOV bypass | one level under LP Drum | FGPH | INSTRUMENT ISOLATION | no data | BFW IP | PD-063B | OPEN | CLOSED | Water | 0.75" | no data
02-VBFW309 | To Gas performance heater MOV bypass | one level under LP Drum | FGPH | INSTRUMENT ISOLATION | no data | BFW IP | PD-063B | OPEN | CLOSED | Water | 0.75" | no data
02-VBFW310 | To Gas performance heater MOV bypass | one level under LP Drum | FGPH | INSTRUMENT ISOLATION | no data | BFW IP | PD-063B | OPEN | CLOSED | Water | 0.75" | no data
02-VBFW311 | To Gas performance heater MOV bypass | one level under LP Drum | FGPH | INSTRUMENT ISOLATION | no data | BFW IP | PD-063B | OPEN | CLOSED | Water | 0.75" | no data
TagNumber | no data | no data | no data | Description | no data | System | P&ID | no data | no data | Working Fluid | Size (in) | no data
02-VBFW312 | To Gas performance heater MOV bypass | one level under LP Drum | FGPH | INSTRUMENT ISOLATION | no data | BFW IP | PD-063B | OPEN | CLOSED | Water | 0.75" | no data
02-VBFW313 | To Gas performance heater MOV bypass | one level under LP Drum | FGPH | INSTRUMENT ISOLATION | no data | BFW IP | PD-063B | OPEN | CLOSED | Water | 0.75" | no data
02-VBFW314 | To Gas performance heater MOV bypass | one level under LP Drum | FGPH | INSTRUMENT ISOLATION | no data | BFW IP | PD-063B | OPEN | CLOSED | Water | 0.75" | no data
02-VBFW315 | To Gas performance heater MOV bypass | one level under LP Drum | FGPH | INSTRUMENT ISOLATION | no data | BFW IP | PD-063B | OPEN | CLOSED | Water | 0.75" | no data
02-VBFW316 | To Gas performance heater MOV bypass | one level under LP Drum | FGPH | INSTRUMENT ISOLATION | no data | BFW IP | PD-063B | OPEN | CLOSED | Water | 0.75" | no data
02-VBFW317 | To Gas performance heater MOV bypass | one level under LP Drum | FGPH | INSTRUMENT ISOLATION | no data | BFW IP | PD-063B | OPEN | CLOSED | Water | 0.75" | no data
02-VBFW318 | To Gas performance heater MOV bypass | one level under LP Drum | FGPH | INSTRUMENT ISOLATION | no data | BFW IP | PD-063B | OPEN | CLOSED | Water | 0.75" | no data
02-VBFW319 | To Gas performance heater MOV bypass | one level under LP Drum | FGPH | CRH LETDOWN SPRAY ISOLATION | no data | BFW IP | PD-124B | OPEN | CLOSED | Water | 1" | no data
02-VBFW320 | To Gas performance heater MOV bypass | one level under LP Drum | FGPH | INSTRUMENT ISOLATION | no data | BFW IP | PD-063B | OPEN | CLOSED | Water | 0.75" | no data
02-VBFW321 | To Gas performance heater MOV bypass | one level under LP Drum | FGPH | INSTRUMENT ISOLATION | no data | BFW IP | PD-063B | OPEN | CLOSED | Water | 0.75" | no data
02-VBFW322 | To Gas performance heater MOV bypass | one level under LP Drum | FGPH | VENT VALVE | no data | BFW IP | PD-063B | CLOSED | OPEN | Water | 0.75" | no data
02-VBFW323 | To Gas performance heater MOV bypass | one level under LP Drum | FGPH | VENT VALVE | no data | BFW IP | PD-063B | CLOSED | OPEN | Water | 0.75" | no data
02-VBFW324 | To Gas performance heater MOV bypass | one level under LP Drum | FGPH | VENT VALVE | no data | BFW IP | PD-063B | CLOSED | OPEN | Water | 0.75" | no data
02-VBFW325 | To Gas performance heater MOV bypass | one level under LP Drum | FGPH | VENT VALVE | no data | BFW IP | PD-063B | CLOSED | OPEN | Water | 0.75" | no data
02-VBFW326 | To Gas performance heater MOV bypass | one level under LP Drum | FGPH | INSTRUMENT ISOLATION | no data | BFW IP | PD-063B | OPEN | CLOSED | Water | 0.75" | no data
02-VBFW327 | To Gas performance heater MOV bypass | one level under LP Drum | FGPH | INSTRUMENT ISOLATION | no data | BFW IP | PD-063B | OPEN | CLOSED | Water | 0.75" | no data
02-VBFW328 | To Gas performance heater MOV bypass | one level under LP Drum | FGPH | DRAIN VALVE | no data | BFW IP | PD-063B | CLOSED | OPEN | Water | 0.75" | no data
02-VBFW329 | To Gas performance heater MOV bypass | one level under LP Drum | FGPH | DRAIN VALVE | no data | BFW IP | PD-063B | CLOSED | OPEN | Water | 0.75" | no data
02-VBFW330 | To Gas performance heater MOV bypass | one level under LP Drum | FGPH | CT TCA COOLER BFW ISOLATION TO RECIRC | no data | BFW IP | PD-063B | OPEN | CLOSED | Water | 6" | no data
02-VBFW331 | To Gas performance heater MOV bypass | one level under LP Drum | FGPH | VENT VALVE | no data | BFW IP | PD-063B | CLOSED | OPEN | Water | 0.75" | no data
02-VBFW332 | To Gas performance heater MOV bypass | one level under LP Drum | FGPH | VENT VALVE | no data | BFW IP | PD-063B | CLOSED | OPEN | Water | 0.75" | no data
02-VBFW333 | To Gas performance heater MOV bypass | one level under LP Drum | FGPH | DRAIN VALVE | no data | BFW IP | PD-063B | CLOSED | OPEN | Water | 0.75" | no data
02-VBFW334 | To Gas performance heater MOV bypass | one level under LP Drum | FGPH | DRAIN VALVE | no data | BFW IP | PD-063B | CLOSED | OPEN | Water | 0.75" | no data
02-VBFW335 | To Gas performance heater MOV bypass | one level under LP Drum | FGPH | DRAIN VALVE | no data | BFW IP | PD-063B | CLOSED | OPEN | Water | 0.75" | no data
02-VBFW336 | To Gas performance heater MOV bypass | one level under LP Drum | FGPH | DRAIN VALVE | no data | BFW IP | PD-063B | CLOSED | OPEN | Water | 0.75" | no data
02-VBFW337 | To Gas performance heater MOV bypass | one level under LP Drum | FGPH | DRAIN VALVE | no data | BFW IP | PD-061B | CLOSED | OPEN | Water | 0.75" | no data
02-VBFW338 | To Gas performance heater MOV bypass | one level under LP Drum | FGPH | DRAIN VALVE | no data | BFW IP | PD-061B | CLOSED | OPEN | Water | 0.75" | no data
02-VBFW339 | To Gas performance heater MOV bypass | one level under LP Drum | FGPH | CT TCA COOLER RECIRC ACC ISOLATION | no data | BFW IP | PD-063B | OPEN | CLOSED | Water | 6" | no data
02-VBFW340 | Gas performance heater flow | FGPH | FGPH | INSTRUMENT ISOLATION | no data | BFW IP | PD-064B | OPEN | CLOSED | Water | 0.75" | no data
02-VBFW341 | Gas performance heater flow | FGPH | FGPH | INSTRUMENT ISOLATION | no data | BFW IP | PD-064B | OPEN | CLOSED | Water | 0.75" | no data
02-VBFW342 | Gas performance heater flow | FGPH | FGPH | INSTRUMENT ISOLATION | no data | BFW IP | PD-064B | OPEN | CLOSED | Water | 0.75" | no data
02-VBFW343 | Gas performance heater flow | FGPH | FGPH | INSTRUMENT ISOLATION | no data | BFW IP | PD-064B | OPEN | CLOSED | Water | 0.75" | no data
02-VBFW344 | Gas performance heater High flow CV iso (before) | FGPH | FGPH | FG HX AUTOMATIC BLOCK VALVE ISOLATION | no data | BFW IP | PD-064B | OPEN | CLOSED | Water | 4" | no data
02-VBFW345 | Gas performance heater High flow CV iso (after) | FGPH | FGPH | FG HX AUTOMATIC BLOCK VALVE ISOLATION | no data | BFW IP | PD-064B | OPEN | CLOSED | Water | 4" | no data
02-VBFW346 | To Gas performance heater MOV bypass | one level under LP Drum | FGPH | FG HX WARMING VALVE ISOLATION | no data | BFW IP | PD-064B | OPEN | CLOSED | Water | 1" | no data
02-VBFW347 | Gas performance heater Low flow CV iso (after) | FGPH | FGPH | FG HX WARMING VALVE ISOLATION | no data | BFW IP | PD-064B | OPEN | CLOSED | Water | 1" | no data
02-VBFW348 | Gas performance heater nitrogen connection (after CV) | FGPH | FGPH | N2 PURGE CONNECTION | no data | BFW IP | PD-064B | CLOSED | CLOSED | Water | 0.75" | no data
02-VBFW349 | Gas performance heater vent | FGPH | FGPH | VENT VALVE | no data | BFW IP | PD-064B | CLOSED | OPEN | Water | 0.75" | no data
02-VBFW350 | Gas performance heater iso | FGPH | FGPH | FG HX BFW UPSTREAM ISOLATION | no data | BFW IP | PD-064B | OPEN | CLOSED | Water | 4" | no data
02-VBFW351 | Gas performance heater drain | FGPH | FGPH | DRAIN VALVE | no data | BFW IP | PD-064B | CLOSED | OPEN | Water | 0.75" | no data
02-VBFW352 | Gas performance heater iso | FGPH | FGPH | FG HX BFW UPSTREAM ISOLATION | no data | BFW IP | PD-064B | OPEN | CLOSED | Water | 4" | no data
02-VBFW353 | Gas performance heater Level switch vessel 1 vent | FGPH | FGPH | FG HX LEAK DETECTION VENT | no data | BFW IP | PD-064B | CLOSED | OPEN | Water | 0.75" | no data
02-VBFW354 | Gas performance heater Level switch vessel 1 | FGPH | FGPH | INSTRUMENT ISOLATION | no data | BFW IP | PD-064B | OPEN | CLOSED | Water | 0.75" | no data
02-VBFW355 | Gas performance heater Level switch vessel 1 | FGPH | FGPH | INSTRUMENT ISOLATION | no data | BFW IP | PD-064B | OPEN | CLOSED | Water | 0.75" | no data
02-VBFW356 | Gas performance heater Level switch vessel 1 | FGPH | FGPH | INSTRUMENT ISOLATION | no data | BFW IP | PD-064B | OPEN | CLOSED | Water | 0.75" | no data
02-VBFW357 | Gas performance heater Level switch vessel 1 | FGPH | FGPH | INSTRUMENT ISOLATION | no data | BFW IP | PD-064B | OPEN | CLOSED | Water | 0.75" | no data
02-VBFW359 | Gas performance heater FW out PIT | FGPH | FGPH | INSTRUMENT ISOLATION | no data | BFW IP | PD-064B | OPEN | CLOSED | Water | 0.75" | no data
02-VBFW360 | Gas performance heater drain before block valve | FGPH | FGPH | DRAIN VALVE | no data | BFW IP | PD-064B | CLOSED | OPEN | Water | 0.75" | no data
02-VBFW361 | Gas performance heater to receiver tank iso (2) valves | CRT | FGPH | FG HX RECIRC ISOLATION | no data | BFW IP | PD-064B | OPEN | CLOSED | Water | 4" | no data
02-VBFW362 | To Gas performance heater MOV bypass | one level under LP Drum | FGPH | DRAIN VALVE | no data | BFW IP | PD-034B | CLOSED | OPEN | Water | 0.75" | no data
02-VBFW363 | To Gas performance heater MOV bypass | one level under LP Drum | FGPH | DRAIN VALVE | no data | BFW IP | PD-034B | CLOSED | OPEN | Water | 0.75" | no data
02-VBFW364 | Gas performance heater drain before CV | FGPH | FGPH | DRAIN VALVE | no data | BFW IP | PD-064B | CLOSED | OPEN | Water | 0.75" | no data
02-VBFW365 | To Gas performance heater MOV bypass | one level under LP Drum | FGPH | DRAIN VALVE | no data | BFW IP | PD-061B | CLOSED | OPEN | Water | 0.75" | no data
02-VBFW366 | Gas performance heater to receiver tank strainer drain | CRT | FGPH | DRAIN VALVE | no data | BFW IP | PD-064B | CLOSED | OPEN | Water | 0.75" | no data
02-VBFW367 | Gas performance heater outlet iso | FGPH | FGPH | FG HX OUTLET ISOLATION TO CND | no data | BFW IP | PD-064B | OPEN | CLOSED | Water | 4" | no data
02-VBFW368 | To Gas performance heater MOV bypass | one level under LP Drum | FGPH | FG HX OUTLET TO CND CHECK | no data | BFW IP | PD-064B | OPEN | CLOSED | Water | 4" | no data
02-VBFW369 | Gas performance heater Level switch vessel 2 vent | FGPH | FGPH | FG HX LEAK DETECTION VENT | no data | BFW IP | PD-064B | CLOSED | OPEN | Water | 0.75" | no data
02-VBFW370 | Gas performance heater Level switch vessel 2 | FGPH | FGPH | INSTRUMENT ISOLATION | no data | BFW IP | PD-064B | OPEN | CLOSED | Water | 0.75" | no data
02-VBFW371 | Gas performance heater Level switch vessel 2 | FGPH | FGPH | INSTRUMENT ISOLATION | no data | BFW IP | PD-064B | OPEN | CLOSED | Water | 0.75" | no data
02-VBFW372 | Gas performance heater Level switch vessel 2 | FGPH | FGPH | INSTRUMENT ISOLATION | no data | BFW IP | PD-064B | OPEN | CLOSED | Water | 0.75" | no data
02-VBFW373 | Gas performance heater Level switch vessel 2 | FGPH | FGPH | INSTRUMENT ISOLATION | no data | BFW IP | PD-064B | OPEN | CLOSED | Water | 0.75" | no data
02-VBFW374 | To Gas performance heater MOV bypass | one level under LP Drum | FGPH | HPS TA SPRAY SUPPLY CHECK | no data | BFW IP | PD-020B | OPEN | CLOSED | Water | 3" | no data
02-VBFW375 | To Gas performance heater MOV bypass | one level under LP Drum | FGPH | HPS TA SPRAY STRAINER ISOLATION | no data | BFW IP | PD-020B | OPEN | CLOSED | Water | 3" | no data
02-VBFW376 | To Gas performance heater MOV bypass | one level under LP Drum | FGPH | HPS TA SPRAY STRAINER ISOLATION | no data | BFW IP | PD-020B | OPEN | CLOSED | Water | 3" | no data
TagNumber | no data | no data | no data | Description | no data | System | P&ID | no data | no data | Working Fluid | Size (in) | no data
02-VBFW377 | To Gas performance heater MOV bypass | one level under LP Drum | FGPH | DRAIN VALVE | no data | BFW IP | PD-020B | CLOSED | OPEN | Water | 1" | no data
02-VBFW378 | To Gas performance heater MOV bypass | one level under LP Drum | FGPH | INSTRUMENT ISOLATION | no data | BFW IP | PD-020B | OPEN | CLOSED | Water | 0.5" | no data
02-VBFW379 | Gas performance heater to receiver tank iso after CV | CRT | FGPH | FG HX OUTLET RECIRC CV OUTLET ISOLATION | no data | BFW IP | PD-064B | OPEN | CLOSED | Water | 4" | no data
02-VBFW380 | To Gas performance heater MOV bypass | one level under LP Drum | FGPH | STRAINER DRAIN | no data | BFW IP | PD-020B | CLOSED | OPEN | Water | 1" | no data
02-VBFW381 | To Gas performance heater MOV bypass | one level under LP Drum | FGPH | DRAIN VALVE | no data | BFW IP | PD-061B | CLOSED | OPEN | Water | 0.75" | no data
02-VBFW382 | To Gas performance heater MOV bypass | one level under LP Drum | FGPH | DRAIN VALVE | no data | BFW IP | PD-053B | CLOSED | OPEN | Water | 0.75" | no data
02-VBFW383 | To Gas performance heater MOV bypass | one level under LP Drum | FGPH | HPS TA SPRAY STRAINER ISOLATION | no data | BFW IP | PD-020B | OPEN | CLOSED | Water | 3" | no data
02-VBFW384 | To Gas performance heater MOV bypass | one level under LP Drum | FGPH | INSTRUMENT ISOLATION | no data | BFW IP | PD-063B | OPEN | CLOSED | Water | 0.75" | no data
02-VBFW386 | To Gas performance heater MOV bypass | one level under LP Drum | FGPH | INSTRUMENT ISOLATION | no data | BFW IP | PD-063B | OPEN | CLOSED | Water | 0.75" | no data
02-VBFW387 | To Gas performance heater MOV bypass | one level under LP Drum | FGPH | DRAIN VALVE | no data | BFW IP | PD-020B | CLOSED | OPEN | Water | 0.75" | no data
02-VBFW388 | To Gas performance heater MOV bypass | one level under LP Drum | FGPH | SHARED SPRAY SUPPLY STRAINER ISOLATION | no data | BFW IP | PD-062B | OPEN | CLOSED | Water | 6" | no data
02-VBFW389 | To Gas performance heater MOV bypass | one level under LP Drum | FGPH | HRH TA SPRAY SUPPLY DRAIN | no data | BFW IP | PD-034B | CLOSED | OPEN | Water | 0.75" | no data
02-VBFW390 | To Gas performance heater MOV bypass | one level under LP Drum | FGPH | STRAINER DRAIN | no data | BFW IP | PD-062B | CLOSED | OPEN | Water | 1" | no data
02-VBFW391 | To Gas performance heater MOV bypass | one level under LP Drum | FGPH | SHARED SPRAY SUPPLY STRAINER ISOLATION | no data | BFW IP | PD-062B | OPEN | CLOSED | Water | 6" | no data
02-VBFW392 | To Gas performance heater MOV bypass | one level under LP Drum | FGPH | HRH TA SPRAY SUPPLY CHECK | no data | BFW IP | PD-034B | OPEN | CLOSED | Water | 3" | no data
02-VBFW402 | Gas performance heater to receiver tank drain | CRT | FGPH | DRAIN VALVE | no data | BFW IP | PD-064B | CLOSED | OPEN | Water | 0.75" | no data
02-VBFW403 | Gas performance heater to receiver tank drain | CRT | FGPH | DRAIN VALVE | no data | BFW IP | PD-064B | CLOSED | OPEN | Water | 0.75" | no data
02-VBFW404 | To Gas performance heater MOV bypass | one level under LP Drum | FGPH | INSTRUMENT ISOLATION | no data | BFW IP | PD-060B | OPEN | CLOSED | Water | 0.75" | no data
02-VBFW405 | To Gas performance heater MOV bypass | one level under LP Drum | FGPH | INSTRUMENT ISOLATION | no data | BFW IP | PD-060B | OPEN | CLOSED | Water | 0.75" | no data
02-VBFW406 | To Gas performance heater MOV bypass | one level under LP Drum | FGPH | INSTRUMENT ISOLATION | no data | BFW IP | PD-060B | OPEN | CLOSED | Water | 0.75" | no data
02-VBFW407 | To Gas performance heater MOV bypass | one level under LP Drum | FGPH | INSTRUMENT ISOLATION | no data | BFW IP | PD-060B | OPEN | CLOSED | Water | 0.75" | no data
02-VBFW408 | To Gas performance heater MOV bypass | one level under LP Drum | FGPH | IP BFW FILL FROM CONDENSATE CHECK | no data | BFW IP | PD-062B | OPEN | CLOSED | Water | 2" | no data
02-VBFW409 | To Gas performance heater MOV bypass | one level under LP Drum | FGPH | IP BFW FILL FROM CONDENSATE STOP CHECK | no data | BFW IP | PD-062B | OPEN | CLOSED | Water | 2" | no data
02-VBFW410 | To Gas performance heater MOV bypass | one level under LP Drum | FGPH | IP BFW FILL FROM CONDENSATE BLOCK | no data | BFW IP | PD-062B | OPEN | CLOSED | Water | 2" | no data
02-VBFW411 | To Gas performance heater MOV bypass | one level under LP Drum | FGPH | STRAINER VENT | no data | BFW IP | PD-061B | CLOSED | OPEN | Water | 1.5" | no data
02-VBFW412 | To Gas performance heater MOV bypass | one level under LP Drum | FGPH | STRAINER VENT | no data | BFW IP | PD-061B | CLOSED | OPEN | Water | 1.5" | no data
02-VBFW415 | To Gas performance heater MOV bypass | one level under LP Drum | FGPH | DRAIN VALVE | no data | BFW IP | PD-061B | CLOSED | OPEN | Water | 0.75" | no data
02-VBFW416 | To Gas performance heater MOV bypass | one level under LP Drum | FGPH | VENT VALVE | no data | BFW IP | PD-062B | CLOSED | OPEN | Water | 0.75" | no data
02-VBFW417 | To Gas performance heater MOV bypass | one level under LP Drum | FGPH | VENT VALVE | no data | BFW IP | PD-062B | CLOSED | OPEN | Water | 0.75" | no data
02-VBFW422 | To Gas performance heater MOV bypass | one level under LP Drum | FGPH | DRAIN VALVE | no data | BFW IP | PD-061B | CLOSED | OPEN | Water | 0.75" | no data
02-VBFW423 | To Gas performance heater MOV bypass | one level under LP Drum | FGPH | DRAIN VALVE | no data | BFW IP | PD-061B | CLOSED | OPEN | Water | 0.75" | no data
02-VBFW424 | To Gas performance heater MOV bypass | one level under LP Drum | FGPH | INSTRUMENT ISOLATION | no data | BFW IP | PD-062B | OPEN | CLOSED | Water | 0.75" | no data
02-VBFW425 | To Gas performance heater MOV bypass | one level under LP Drum | FGPH | VENT VALVE | no data | BFW IP | PD-061B | CLOSED | OPEN | Water | 0.75" | no data
02-VBFW426 | To Gas performance heater MOV bypass | one level under LP Drum | FGPH | VENT VALVE | no data | BFW IP | PD-061B | CLOSED | OPEN | Water | 0.75" | no data
02-VBFW427 | To Gas performance heater MOV bypass | one level under LP Drum | FGPH | STRAINER VENT | no data | BFW IP | PD-061B | CLOSED | OPEN | Water | 1.5" | no data
02-VBFW428 | To Gas performance heater MOV bypass | one level under LP Drum | FGPH | STRAINER VENT | no data | BFW IP | PD-061B | CLOSED | OPEN | Water | 1.5" | no data
02-VBFW429 | To Gas performance heater MOV bypass | one level under LP Drum | FGPH | BFW SUCTION LP DRUM SUPPLY CHECK | no data | BFW IP | PD-060B | OPEN | CLOSED | Water | 12" | no data
02-VBFW430 | To Gas performance heater MOV bypass | one level under LP Drum | FGPH | VENT VALVE | no data | BFW IP | PD-060B | CLOSED | OPEN | Water | 0.75" | no data
02-VBFW431 | To Gas performance heater MOV bypass | one level under LP Drum | FGPH | INSTRUMENT ISOLATION | no data | BFW IP | PD-124B | OPEN | CLOSED | Water | 0.75" | no data
02-VBFW432 | To Gas performance heater MOV bypass | one level under LP Drum | FGPH | INSTRUMENT ISOLATION | no data | BFW IP | PD-124B | OPEN | CLOSED | Water | 0.75" | no data
02-VBFW433 | To Gas performance heater MOV bypass | one level under LP Drum | FGPH | IP BFW TO CRH LETDOWN SPRAY ISOLATION | no data | BFW IP | PD-124B | OPEN | CLOSED | Water | 1" | no data
02-VBFW434 | To Gas performance heater MOV bypass | one level under LP Drum | FGPH | IP BFW TO CRH LETDOWN SPRAY ISOLATION | no data | BFW IP | PD-124B | OPEN | CLOSED | Water | 1" | no data
02-VBFW435 | To Gas performance heater MOV bypass | one level under LP Drum | FGPH | INSTRUMENT ISOLATION | no data | BFW IP | PD-063B | OPEN | CLOSED | Water | 0.75" | no data
02-VBFW436 | To Gas performance heater MOV bypass | one level under LP Drum | FGPH | DRAIN VALVE | no data | BFW IP | PD-124B | CLOSED | OPEN | Water | 0.75" | no data
02-VBFW437 | To Gas performance heater MOV bypass | one level under LP Drum | FGPH | DRAIN VALVE | no data | BFW IP | PD-124B | CLOSED | OPEN | Water | 0.75" | no data
02-VBFW438 | To Gas performance heater MOV bypass | one level under LP Drum | FGPH | INSTRUMENT ISOLATION | no data | BFW IP | PD-062B | OPEN | CLOSED | Water | 0.75" | no data
02-VBFW439 | To Gas performance heater MOV bypass | one level under LP Drum | FGPH | INSTRUMENT ISOLATION | no data | BFW IP | PD-064B | OPEN | CLOSED | Water | 0.75" | no data
02-VBFW440 | Gas performance heater to receiver tank strainer vent | CRT | FGPH | STRAINER VENT | no data | BFW IP | PD-064B | CLOSED | OPEN | Water | 0.75" | no data
02-VBFW441 | Gas performance heater to receiver tank strainer vent | CRT | FGPH | STRAINER VENT | no data | BFW IP | PD-064B | CLOSED | OPEN | Water | 0.75" | no data
02-VBFW442 | To Gas performance heater MOV bypass | one level under LP Drum | FGPH | INSTRUMENT ISOLATION | no data | BFW IP | PD-064B | OPEN | CLOSED | Water | 0.75" | no data
02-VBFW443 | To Gas performance heater MOV bypass | one level under LP Drum | FGPH | INSTRUMENT ISOLATION | no data | BFW IP | PD-064B | OPEN | CLOSED | Water | 0.75" | no data
02-VBFW444 | To Gas performance heater MOV bypass | one level under LP Drum | FGPH | INSTRUMENT ISOLATION | no data | BFW IP | PD-064B | OPEN | CLOSED | Water | 0.75" | no data
02-VBFW445 | To Gas performance heater MOV bypass | one level under LP Drum | FGPH | INSTRUMENT ISOLATION | no data | BFW IP | PD-064B | OPEN | CLOSED | Water | 0.75" | no data
02-VBFW447 | To Gas performance heater MOV bypass | one level under LP Drum | FGPH | DRAIN VALVE | no data | BFW IP | PD-124B | CLOSED | OPEN | Water | 0.75" | no data
02-VBFW448 | To Gas performance heater MOV bypass | one level under LP Drum | FGPH | DRAIN VALVE | no data | BFW IP | PD-124B | CLOSED | OPEN | Water | 0.75" | no data
02-VBFW449 | Gas performance heater to receiver tank after strainer drain | CRT | FGPH | DRAIN VALVE | no data | BFW IP | PD-064B | CLOSED | OPEN | Water | 0.75" | no data
02-VBFW450 | Gas performance heater to receiver tank after strainer drain | CRT | FGPH | DRAIN VALVE | no data | BFW IP | PD-064B | CLOSED | OPEN | Water | 0.75" | no data
02-VBFW451 | To Gas performance heater MOV bypass | one level under LP Drum | FGPH | DRAIN VALVE | no data | BFW IP | PD-124B | CLOSED | OPEN | Water | 0.75" | no data
02-VBFW452 | To Gas performance heater MOV bypass | one level under LP Drum | FGPH | DRAIN VALVE | no data | BFW IP | PD-124B | CLOSED | OPEN | Water | 0.75" | no data
02-VBFW453 | To Gas performance heater MOV bypass | one level under LP Drum | FGPH | DRAIN VALVE | no data | BFW IP | PD-124B | CLOSED | OPEN | Water | 0.75" | no data
02-VBFW454 | To Gas performance heater MOV bypass | one level under LP Drum | FGPH | DRAIN VALVE | no data | BFW IP | PD-124B | CLOSED | OPEN | Water | 0.75" | no data
02-VBFW459 | Gas performance heater to receiver tank after strainer vent | CRT | FGPH | VENT VALVE | no data | BFW IP | PD-064B | CLOSED | OPEN | Water | 0.75" | no data
02-VBFW460 | Gas performance heater to receiver tank after strainer vent | CRT | FGPH | VENT VALVE | no data | BFW IP | PD-064B | CLOSED | OPEN | Water | 0.75" | no data
02-VBFW461 | Drain berore startap heater | Pipe Rack 1st | FGPH | DRAIN VALVE | no data | BFW IP | PD-064B | CLOSED | OPEN | Water | 0.75" | no data
TagNumber | no data | no data | no data | Description | no data | System | P&ID | no data | no data | Working Fluid | Size (in) | no data
02-VBFW462 | Drain berore startap heater | Pipe Rack 1st | FGPH | DRAIN VALVE | no data | BFW IP | PD-064B | CLOSED | OPEN | Water | 0.75" | no data
02-VBFW503 | To Gas performance heater MOV bypass | one level under LP Drum | FGPH | STRAINER DRAIN | no data | BFW IP | PD-020B | CLOSED | OPEN | Water | 1" | no data
02-VBFW505 | To Gas performance heater MOV bypass | one level under LP Drum | FGPH | HPS TA SPRAY SUPPLY ISOLATION | no data | BFW IP | PD-020B | OPEN | CLOSED | Water | 3" | no data
02-VBFW506 | To Gas performance heater MOV bypass | one level under LP Drum | FGPH | VENT VALVE | no data | BFW IP | PD-060B | CLOSED | OPEN | Water | 0.75" | no data
02-VBFW509 | To Gas performance heater MOV bypass | one level under LP Drum | FGPH | STRAINER DRAIN | no data | BFW IP | PD-020B | CLOSED | OPEN | Water | 1" | no data
02-VBFW513 | To Gas performance heater MOV bypass | one level under LP Drum | FGPH | HPS BYPASS SPRAY SUPPLY ISOLATION | no data | BFW IP | PD-020B | OPEN | CLOSED | Water | 3" | no data
02-VBFW519 | To Gas performance heater MOV bypass | one level under LP Drum | FGPH | INSTRUMENT ISOLATION | no data | BFW IP | PD-020B | OPEN | CLOSED | Water | 0.5" | no data
02-VBFW521 | To Gas performance heater MOV bypass | one level under LP Drum | FGPH | HPS TA SPRAY STRAINER ISOLATION | no data | BFW IP | PD-020B | OPEN | CLOSED | Water | 3" | no data
02-VBFW523 | To Gas performance heater MOV bypass | one level under LP Drum | FGPH | HPS TA SPRAY STRAINER ISOLATION | no data | BFW IP | PD-020B | OPEN | CLOSED | Water | 3" | no data
02-VBFW525 | To Gas performance heater MOV bypass | one level under LP Drum | FGPH | HPS TA SPRAY STRAINER ISOLATION | no data | BFW IP | PD-020B | OPEN | CLOSED | Water | 3" | no data
02-VBFW529 | To Gas performance heater MOV bypass | one level under LP Drum | FGPH | DRAIN VALVE | no data | BFW IP | PD-020B | CLOSED | OPEN | Water | 0.75" | no data
02-VBFW531 | To Gas performance heater MOV bypass | one level under LP Drum | FGPH | HPS TA SPRAY SUPPLY ISOLATION | no data | BFW IP | PD-020B | OPEN | CLOSED | Water | 3" | no data
02-VBFW532 | To Gas performance heater MOV bypass | one level under LP Drum | FGPH | STRAINER VENT | no data | BFW IP | PD-063B | CLOSED | OPEN | Water | 0.75" | no data
02-VBFW539 | To Gas performance heater MOV bypass | one level under LP Drum | FGPH | HPS BYPASS SPRAY SUPPLY CHECK | no data | BFW IP | PD-020B | OPEN | CLOSED | Water | 3" | no data
02-VBFW545 | To Gas performance heater MOV bypass | one level under LP Drum | FGPH | DRAIN VALVE | no data | BFW IP | PD-020B | CLOSED | OPEN | Water | 0.75" | no data
02-VBFW547 | To Gas performance heater MOV bypass | one level under LP Drum | FGPH | DRAIN VALVE | no data | BFW IP | PD-020B | CLOSED | OPEN | Water | 0.75" | no data
02-VBFW549 | To Gas performance heater MOV bypass | one level under LP Drum | FGPH | HPS TA SPRAY STRAINER ISOLATION | no data | BFW IP | PD-020B | OPEN | CLOSED | Water | 3" | no data
02-VBFW551 | To Gas performance heater MOV bypass | one level under LP Drum | FGPH | DRAIN VALVE | no data | BFW IP | PD-020B | CLOSED | OPEN | Water | 0.75" | no data
02-VBFW553 | To Gas performance heater MOV bypass | one level under LP Drum | FGPH | DRAIN VALVE | no data | BFW IP | PD-020B | CLOSED | OPEN | Water | 0.75" | no data
02-VBFW555 | To Gas performance heater MOV bypass | one level under LP Drum | FGPH | HPS TA SPRAY STRAINER ISOLATION | no data | BFW IP | PD-020B | OPEN | CLOSED | Water | 3" | no data
02-VBFW557 | To Gas performance heater MOV bypass | one level under LP Drum | FGPH | DRAIN VALVE | no data | BFW IP | PD-020B | CLOSED | OPEN | Water | 0.75" | no data
02-VBFW567 | To Gas performance heater MOV bypass | one level under LP Drum | FGPH | VENT VALVE | no data | BFW IP | PD-020B | CLOSED | OPEN | Water | 0.75" | no data
02-VBFW569 | To Gas performance heater MOV bypass | one level under LP Drum | FGPH | VENT VALVE | no data | BFW IP | PD-020B | CLOSED | OPEN | Water | 0.75" | no data
02-VBFW570 | To Gas performance heater MOV bypass | one level under LP Drum | FGPH | ISOLATION TO CRH LETDOWN ATTEMPERATORS | no data | BFW IP | PD-124B | OPEN | CLOSED | Water | 1" | no data
02-VBFW571 | To Gas performance heater MOV bypass | one level under LP Drum | FGPH | ISOLATION TO CRH LETDOWN ATTEMPERATORS | no data | BFW IP | PD-124B | OPEN | CLOSED | Water | 1" | no data
02-VBFW572 | To Gas performance heater MOV bypass | one level under LP Drum | FGPH | DRAIN VALVE | no data | BFW IP | PD-124B | CLOSED | OPEN | Water | 0.75" | no data
02-VBFW573 | To Gas performance heater MOV bypass | one level under LP Drum | FGPH | DRAIN VALVE | no data | BFW IP | PD-124B | CLOSED | OPEN | Water | 0.75" | no data
02-VBFW574 | To Gas performance heater MOV bypass | one level under LP Drum | FGPH | ISOLATION TO HRH TA SPRAY | no data | BFW IP | PD-062B | OPEN | CLOSED | Water | 3" | no data
02-VBFW575 | To Gas performance heater MOV bypass | one level under LP Drum | FGPH | ISOLATION TO HRH TA SPRAY | no data | BFW IP | PD-062B | OPEN | CLOSED | Water | 3" | no data
02-VBFW576 | To Gas performance heater MOV bypass | one level under LP Drum | FGPH | DRAIN VALVE | no data | BFW IP | PD-062B | CLOSED | OPEN | Water | 0.75" | no data
02-VBFW577 | To Gas performance heater MOV bypass | one level under LP Drum | FGPH | DRAIN VALVE | no data | BFW IP | PD-062B | CLOSED | OPEN | Water | 0.75" | no data
02-VBFW578 | Vent after startap heater | FGPH | FGPH | VENT VALVE | no data | BFW IP | PD-064B | CLOSED | OPEN | Water | 0.75" | no data
02-VBFW579 | Vent after startap heater | FGPH | FGPH | VENT VALVE | no data | BFW IP | PD-064B | CLOSED | OPEN | Water | 0.75" | no data
02-VBFW600 | Gas performance heater to receiver tank vent | CRT | FGPH | VENT VALVE | no data | BFW IP | PD-064B | CLOSED | OPEN | Water | 0.75" | no data
02-VBFW601 | Gas performance heater to receiver tank vent | CRT | FGPH | VENT VALVE | no data | BFW IP | PD-064B | CLOSED | OPEN | Water | 0.75" | no data
02-VBFW602 | Drain after Gas performance heater | FGPH | FGPH | DRAIN VALVE | no data | BFW IP | PD-064B | CLOSED | OPEN | Water | 0.75" | no data
02-VBFW603 | Drain after Gas performance heater | FGPH | FGPH | DRAIN VALVE | no data | BFW IP | PD-064B | CLOSED | OPEN | Water | 0.75" | no data
02-VBFW604 | To Gas performance heater MOV bypass | one level under LP Drum | FGPH | VENT VALVE | no data | BFW IP | PD-061B | CLOSED | OPEN | Water | 0.75" | no data
02-VBFW605 | To Gas performance heater MOV bypass | one level under LP Drum | FGPH | VENT VALVE | no data | BFW IP | PD-061B | CLOSED | OPEN | Water | 0.75" | no data
02-VBFW606 | To Gas performance heater MOV bypass | one level under LP Drum | FGPH | VENT VALVE | no data | BFW IP | PD-061B | CLOSED | OPEN | Water | 0.75" | no data
02-VBFW607 | To Gas performance heater MOV bypass | one level under LP Drum | FGPH | VENT VALVE | no data | BFW IP | PD-061B | CLOSED | OPEN | Water | 0.75" | no data
02-VBFW608 | To Gas performance heater MOV bypass | one level under LP Drum | FGPH | VENT VALVE | no data | BFW IP | PD-061B | CLOSED | OPEN | Water | 0.75" | no data
02-VBFW609 | To Gas performance heater MOV bypass | one level under LP Drum | FGPH | VENT VALVE | no data | BFW IP | PD-061B | CLOSED | OPEN | Water | 0.75" | no data
02-VBFW610 | To Gas performance heater MOV bypass | one level under LP Drum | FGPH | DRAIN VALVE | no data | BFW IP | PD-063B | CLOSED | OPEN | Water | 0.75" | no data
02-VBFW611 | To Gas performance heater MOV bypass | one level under LP Drum | FGPH | DRAIN VALVE | no data | BFW IP | PD-063B | CLOSED | OPEN | Water | 0.75" | no data
02-VBFW612 | To Gas performance heater MOV bypass | one level under LP Drum | FGPH | VENT VALVE | no data | BFW IP | PD-020B | CLOSED | OPEN | Water | 0.75" | no data
02-VBFW613 | To Gas performance heater MOV bypass | one level under LP Drum | FGPH | VENT VALVE | no data | BFW IP | PD-020B | CLOSED | OPEN | Water | 0.75" | no data
02-VBFW614 | To Gas performance heater MOV bypass | one level under LP Drum | FGPH | VENT VALVE | no data | BFW IP | PD-063B | CLOSED | OPEN | Water | 0.75" | no data
02-VBFW615 | To Gas performance heater MOV bypass | one level under LP Drum | FGPH | VENT VALVE | no data | BFW IP | PD-063B | CLOSED | OPEN | Water | 0.75" | no data
02-VBFW616 | Gas performance heater drain | FGPH | FGPH | DRAIN VALVE | no data | BFW IP | PD-064B | CLOSED | OPEN | Water | 0.75" | no data
02-VBFW617 | Gas performance heater drain | FGPH | FGPH | DRAIN VALVE | no data | BFW IP | PD-064B | CLOSED | OPEN | Water | 0.75" | no data
02-VBFW618 | To Gas performance heater MOV bypass | one level under LP Drum | FGPH | VENT VALVE | no data | BFW IP | PD-034B | CLOSED | OPEN | Water | 0.75" | no data
02-VBFW619 | To Gas performance heater MOV bypass | one level under LP Drum | FGPH | VENT VALVE | no data | BFW IP | PD-034B | CLOSED | OPEN | Water | 0.75" | no data
02-VBFW622 | To Gas performance heater MOV bypass | one level under LP Drum | FGPH | VENT VALVE | no data | BFW IP | PD-124B | CLOSED | OPEN | Water | 0.75" | no data
02-VBFW623 | To Gas performance heater MOV bypass | one level under LP Drum | FGPH | VENT VALVE | no data | BFW IP | PD-124B | CLOSED | OPEN | Water | 0.75" | no data
02-VBFW624 | To Gas performance heater MOV bypass | one level under LP Drum | FGPH | VENT VALVE | no data | BFW IP | PD-124B | CLOSED | OPEN | Water | 0.75" | no data
02-VBFW625 | To Gas performance heater MOV bypass | one level under LP Drum | FGPH | VENT VALVE | no data | BFW IP | PD-124B | CLOSED | OPEN | Water | 0.75" | no data
02-VBFW626 | To Gas performance heater MOV bypass | one level under LP Drum | FGPH | DRAIN VALVE | no data | BFW IP | PD-124B | CLOSED | OPEN | Water | 0.75" | no data
02-VBFW627 | To Gas performance heater MOV bypass | one level under LP Drum | FGPH | DRAIN VALVE | no data | BFW IP | PD-124B | CLOSED | OPEN | Water | 0.75" | no data
02-VBFW628 | To Gas performance heater MOV bypass | one level under LP Drum | FGPH | DRAIN VALVE | no data | BFW IP | PD-124B | CLOSED | OPEN | Water | 0.75" | no data
02-VBFW629 | To Gas performance heater MOV bypass | one level under LP Drum | FGPH | DRAIN VALVE | no data | BFW IP | PD-124B | CLOSED | OPEN | Water | 0.75" | no data
02-VBFW630 | To Gas performance heater MOV bypass | one level under LP Drum | FGPH | INSTRUMENT ISOLATION | no data | BFW IP | PD-064B | OPEN | CLOSED | Water | 0.75" | no data
02-VBFW631 | To Gas performance heater MOV bypass | one level under LP Drum | FGPH | INSTRUMENT ISOLATION | no data | BFW IP | PD-064B | OPEN | CLOSED | Water | 0.75" | no data
02-VBFW700 | To Gas performance heater MOV bypass | one level under LP Drum | FGPH | INSTRUMENT ISOLATION | no data | BFW IP | PD-063B | OPEN | CLOSED | Water | 0.75" | no data
TagNumber | no data | no data | no data | Description | no data | System | P&ID | no data | no data | Working Fluid | Size (in) | no data
02-VBFW701 | To Gas performance heater MOV bypass | one level under LP Drum | FGPH | INSTRUMENT ISOLATION | no data | BFW IP | PD-063B | OPEN | CLOSED | Water | 0.75" | no data
02-VBFW922 | To Gas performance heater MOV bypass | one level under LP Drum | FGPH | CTA COOLER BFW OUTLET RECIRC CV ISOLATION | no data | BFW IP | PD-063B | OPEN | CLOSED | Water | 6" | no data
02-VBFW923 | To Gas performance heater MOV bypass | one level under LP Drum | FGPH | STRAINER VENT | no data | BFW IP | PD-063B | CLOSED | OPEN | Water | 0.75" | no data
02-VBFW924 | To Gas performance heater MOV bypass | one level under LP Drum | FGPH | INSTRUMENT ISOLATION | no data | BFW IP | PD-063B | OPEN | CLOSED | Water | 0.75" | no data
02-VBFW925 | To Gas performance heater MOV bypass | one level under LP Drum | FGPH | INSTRUMENT ISOLATION | no data | BFW IP | PD-063B | OPEN | CLOSED | Water | 0.75" | no data
02-VBFW926 | To Gas performance heater MOV bypass | one level under LP Drum | FGPH | INSTRUMENT ISOLATION | no data | BFW IP | PD-063B | OPEN | CLOSED | Water | 0.75" | no data
02-VBFW927 | To Gas performance heater MOV bypass | one level under LP Drum | FGPH | INSTRUMENT ISOLATION | no data | BFW IP | PD-063B | OPEN | CLOSED | Water | 0.75" | no data
02-VBFW928 | To Gas performance heater MOV bypass | one level under LP Drum | FGPH | INSTRUMENT ISOLATION | no data | BFW IP | PD-063B | OPEN | CLOSED | Water | 0.75" | no data
02-VBFW929 | To Gas performance heater MOV bypass | one level under LP Drum | FGPH | INSTRUMENT ISOLATION | no data | BFW IP | PD-063B | OPEN | CLOSED | Water | 0.75" | no data
02-VBFW933 | To Gas performance heater MOV bypass | one level under LP Drum | FGPH | INSTRUMENT ISOLATION | no data | BFW IP | PD-064B | OPEN | CLOSED | Water | 0.75" | no data
02-VBFW934 | To Gas performance heater MOV bypass | one level under LP Drum | FGPH | INSTRUMENT ISOLATION | no data | BFW IP | PD-064B | OPEN | CLOSED | Water | 0.75" | no data
02-VBFW935 | To Gas performance heater MOV bypass | one level under LP Drum | FGPH | INSTRUMENT ISOLATION | no data | BFW IP | PD-064B | OPEN | CLOSED | Water | 0.75" | no data
02-VBFW936 | To Gas performance heater MOV bypass | one level under LP Drum | FGPH | INSTRUMENT ISOLATION | no data | BFW IP | PD-064B | OPEN | CLOSED | Water | 0.75" | no data
02-VCCF104 | UNIT 2 ENCLOSURE CONTAINMENT DRAIN ISOLATION VALVE | U2 CHEM SHACK AREA EAST SIDE | no data | UNIT 2 ENCLOSURE CONTAINMENT DRAIN ISOLATION VALVE | no data | CCF | PD-520B | CLOSED | CLOSED | 19% Aqueous Ammonia and | 2" | no data
02-VCCF105 | UNIT 2 CONDENSATE AMMONIA FEED ISOLATION VALVE | U2 PIPE RACK 1ST LEVEL MIDDLE | no data | UNIT 2 CONDENSATE AMMONIA FEED ISOLATION VALVE | no data | CCF | PD-053B | OPEN | CLOSED | 19% Aqueous Ammonia | 0.375" | no data
02-VCCW100 | ACHE OUTLET PI 219 ISOLATION | U2 ACHE AREA EAST SIDE | no data | INSTRUMENTATION | no data | CCW | PD-271B | OPEN | CLOSED | WATER/GLYCOL | 0.75" | no data
02-VCCW101 | ACHE OUTLET PI 229 ISOLATION | U2 ACHE AREA EAST SIDE | no data | INSTRUMENTATION | no data | CCW | PD-271B | OPEN | CLOSED | WATER/GLYCOL | 0.75" | no data
02-VCCW102 | HEAD TANK TO PUMP SUCTION ISOLATION | U2 DUCT BURNER SKID AREA | no data | HEAD TANK TO PUMP SUCTION ISOLATION | no data | CCW | PD-270B | OPEN | CLOSED | WATER/GLYCOL | 2" | no data
02-VCCW103 | CCW HEAD TANK DRAIN | U2 CCW HEAD TANK AREA | no data | CCW HEAD TANK DRAIN | no data | CCW | PD-270B | CLOSED | OPEN | WATER/GLYCOL | 2" | no data
02-VCCW104 | CCW PMP B SUCTION STRAINER PDIT ISOLATION | U2 CCW PUMP AREA | no data | INSTRUMENTATION | no data | CCW | PD-270B | OPEN | CLOSED | WATER/GLYCOL | 0.75" | no data
02-VCCW105 | ACHE OUTLET ISOLATION/THROTTLING | U2 ACHE AREA EAST SIDE | no data | ACHE OUTLET ISOLATION/THROTTLING | no data | CCW | PD-271B | OPEN | CLOSED | WATER/GLYCOL | 12" | no data
02-VCCW106 | PUMP "B" SUCTION ISOLATION | U2 CCW PUMP AREA | no data | PUMP SUCTION ISOLATION | no data | CCW | PD-270B | OPEN | CLOSED | WATER/GLYCOL | 24" | no data
02-VCCW107 | PUMP "B" DISCHARGE ISOLATION | U2 CCW PUMP AREA | no data | PUMP DISCHARGE ISOLATION | no data | CCW | PD-270B | OPEN | CLOSED | WATER/GLYCOL | 24" | no data
02-VCCW108 | ACHE OUTLET ISOLATION/THROTTLING | U2 ACHE AREA EAST SIDE | no data | ACHE OUTLET ISOLATION/THROTTLING | no data | CCW | PD-271B | OPEN | CLOSED | WATER/GLYCOL | 12" | no data
02-VCCW109 | PUMP "A" DISCHARGE ISOLATION | U2 CCW PUMP AREA | no data | PUMP DISCHARGE ISOLATION | no data | CCW | PD-270B | OPEN | CLOSED | WATER/GLYCOL | 24" | no data
02-VCCW110 | ACHE INLET VENT VALVE | U2 ACHE AREA EAST SIDE | no data | VENT | no data | CCW | PD-271B | CLOSED | OPEN | WATER/GLYCOL | 0.75" | no data
02-VCCW111 | CCW PMP "B" VENT | U2 CCW PUMP AREA | no data | VENT | no data | CCW | PD-270B | CLOSED | OPEN | WATER/GLYCOL | 0.75" | no data
02-VCCW112 | CCW PMP "A" VENT | U2 CCW PUMP AREA | no data | VENT | no data | CCW | PD-270B | CLOSED | OPEN | WATER/GLYCOL | 0.75" | no data
02-VCCW113 | DRAIN | U2 CCW PUMP AREA | no data | DRAIN | no data | CCW | PD-270B | CLOSED | OPEN | WATER/GLYCOL | 0.75" | no data
02-VCCW114 | POT FEEDER INLET ISOLATION | U2 CCW PUMP AREA | no data | POT FEEDER INLET ISOLATION | no data | CCW | PD-270B | OPEN | CLOSED | WATER/GLYCOL | 2" | no data
02-VCCW115 | CCW PMP B SUCTION STRAINER PDIT ISOLATION | U2 CCW PUMP AREA | no data | INSTRUMENTATION | no data | CCW | PD-270B | OPEN | CLOSED | WATER/GLYCOL | 0.75" | no data
02-VCCW116 | BFP "A" CCW INLET PI 301 ISOLATION | U2 BOILER FEED A AREA | no data | INSTRUMENTATION | no data | CCW | PD-272B | OPEN | CLOSED | WATER/GLYCOL | 0.75" | no data
02-VCCW117 | CCW PMP "A" DRAIN | U2 CCW PUMP AREA | no data | DRAIN | no data | CCW | PD-270B | CLOSED | OPEN | WATER/GLYCOL | 0.75" | no data
02-VCCW118 | PUMP DISCHARGE CHECK | U2 CCW PUMP AREA | no data | PUMP DISCHARGE CHECK | no data | CCW | PD-270B | OPEN | CLOSED | WATER/GLYCOL | 24" | no data
02-VCCW119 | INSTRUMENTATION | U2 CCW PUMP AREA | no data | INSTRUMENTATION | no data | CCW | PD-270B | OPEN | CLOSED | WATER/GLYCOL | 0.75" | no data
02-VCCW120 | ACHE INLET ISOLATION | U2 ACHE AREA EAST SIDE | no data | ACHE INLET ISOLATION | no data | CCW | PD-271B | OPEN | CLOSED | WATER/GLYCOL | 12" | no data
02-VCCW121 | PUMP "A" SUCTION ISOLATION | U2 CCW PUMP AREA | no data | PUMP SUCTION ISOLATION | no data | CCW | PD-270B | OPEN | CLOSED | WATER/GLYCOL | 24" | no data
02-VCCW122 | INSTRUMENTATION | U2 CCW PUMP AREA | no data | INSTRUMENTATION | no data | CCW | PD-270B | OPEN | CLOSED | WATER/GLYCOL | 0.75" | no data
02-VCCW123 | ACHE INLET ISOLATION | U2 ACHE AREA EAST SIDE | no data | ACHE INLET ISOLATION | no data | CCW | PD-271B | OPEN | CLOSED | WATER/GLYCOL | 12" | no data
02-VCCW124 | ACHE INLET VENT VALVE | U2 ACHE AREA EAST SIDE | no data | VENT | no data | CCW | PD-271B | CLOSED | OPEN | WATER/GLYCOL | 0.75" | no data
02-VCCW125 | ACHE OUTLET ISOLATION/THROTTLING | U2 ACHE AREA EAST SIDE | no data | ACHE OUTLET ISOLATION/THROTTLING | no data | CCW | PD-271B | OPEN | CLOSED | WATER/GLYCOL | 12" | no data
02-VCCW126 | BYPASS FOR ACHE BYPASS CV | U2 CCW PUMP AREA | no data | BYPASS FOR ACHE BYPASS CV | no data | CCW | PD-270B | CLOSED | CLOSED | WATER/GLYCOL | 24" | no data
02-VCCW127 | PUMP DISCHARGE CHECK | U2 CCW PUMP AREA | no data | PUMP DISCHARGE CHECK | no data | CCW | PD-270B | OPEN | CLOSED | WATER/GLYCOL | 24" | no data
02-VCCW128 | ECA COMPRESSOR CCW INLET PI 501 ISO | U2 ECA COMPRESSOR EAST SIDE AREA | no data | INSTRUMENTATION | no data | CCW | PD-275B | OPEN | CLOSED | WATER/GLYCOL | 0.75" | no data
02-VCCW129 | ACHE INLET HEADER ISOLATION | U2 ACHE AREA EAST SIDE | no data | ACHE INLET HEADER ISOLATION | no data | CCW | PD-271B | OPEN | CLOSED | WATER/GLYCOL | 24" | no data
02-VCCW130 | CCW HEAD TANK LIT 101 ISOLATION | U2 CCW HEAD TANK AREA | no data | INSTRUMENTATION | no data | CCW | PD-270B | OPEN | CLOSED | WATER/GLYCOL | 2" | no data
02-VCCW131 | CCW PMP "B" DISCHARGE PIT 131 ISOLATION | U2 CCW PUMP AREA | no data | INSTRUMENTATION | no data | CCW | PD-270B | OPEN | CLOSED | WATER/GLYCOL | 0.75" | no data
02-VCCW132 | CCW PMP "A" SUCTION STRAINER DRAIN | U2 CCW PUMP AREA | no data | DRAIN | no data | CCW | PD-270B | CLOSED | OPEN | WATER/GLYCOL | 2" | no data
02-VCCW133 | POT FEEDER OUTLET ISOLATION/THROTTLING | U2 CCW PUMP AREA | no data | POT FEEDER OUTLET ISOLATION/THROTTLING | no data | CCW | PD-270B | OPEN | CLOSED | WATER/GLYCOL | 2" | no data
02-VCCW134 | CCW PMP "A" DISCHARGE DRAIN | U2 CCW PUMP AREA | no data | DRAIN | no data | CCW | PD-270B | CLOSED | OPEN | WATER/GLYCOL | 0.75" | no data
02-VCCW135 | CCW PMP "A" DISCHARGE PIT 171 ISOLATION | U2 CCW PUMP AREA | no data | INSTRUMENTATION | no data | CCW | PD-270B | OPEN | CLOSED | WATER/GLYCOL | 0.75" | no data
02-VCCW136 | CCW PMP "A" DISCHARGE VENT | U2 CCW PUMP AREA | no data | VENT | no data | CCW | PD-270B | CLOSED | OPEN | WATER/GLYCOL | 0.75" | no data
02-VCCW137 | CCW PMP "A" SUCTION STRAINER PDIT 151 ISOLATION | U2 CCW PUMP AREA | no data | INSTRUMENTATION | no data | CCW | PD-270B | OPEN | CLOSED | WATER/GLYCOL | 0.75" | no data
02-VCCW138 | CCW PMP "A" SUCTION STRAINER PDIT 151 ISOLATION | U2 CCW PUMP AREA | no data | INSTRUMENTATION | no data | CCW | PD-270B | OPEN | CLOSED | WATER/GLYCOL | 0.75" | no data
02-VCCW139 | CCW PMP "A" DRAIN | U2 CCW PUMP AREA | no data | DRAIN | no data | CCW | PD-270B | CLOSED | OPEN | WATER/GLYCOL | 0.75" | no data
02-VCCW140 | ACHE BYPASS LINE DRAIN | U2 CCW PUMP AREA | no data | DRAIN | no data | CCW | PD-270B | CLOSED | OPEN | WATER/GLYCOL | 0.75" | no data
02-VCCW141 | CCW PMP "B" DRAIN | U2 CCW PUMP AREA | no data | DRAIN | no data | CCW | PD-270B | CLOSED | OPEN | WATER/GLYCOL | 0.75" | no data
02-VCCW142 | POT FEEDER OUTLET ISOLATION/THROTTLING | U2 CCW PUMP AREA | no data | POT FEEDER OUTLET ISOLATION/THROTTLING | no data | CCW | PD-270B | OPEN | CLOSED | WATER/GLYCOL | 0.75" | no data
02-VCCW143 | ACHE INLET VENT VALVE | U2 ACHE AREA EAST SIDE | no data | VENT | no data | CCW | PD-271B | CLOSED | OPEN | WATER/GLYCOL | 0.75" | no data
02-VCCW144 | ACHE INLET ISOLATION | U2 ACHE AREA EAST SIDE | no data | ACHE INLET ISOLATION | no data | CCW | PD-271B | OPEN | CLOSED | WATER/GLYCOL | 12" | no data
02-VCCW145 | ACHE INLET ISOLATION | U2 ACHE AREA EAST SIDE | no data | ACHE INLET ISOLATION | no data | CCW | PD-271B | OPEN | CLOSED | WATER/GLYCOL | 12" | no data
02-VCCW146 | ACHE INLET VENT VALVE | U2 ACHE AREA EAST SIDE | no data | VENT | no data | CCW | PD-271B | CLOSED | OPEN | WATER/GLYCOL | 0.75" | no data
02-VCCW147 | CTG CONTROL OIL COOLER CCW OUTLET VENT | U2 CONTROL OIL AREA | no data | VENT | no data | CCW | PD-275B | CLOSED | OPEN | WATER/GLYCOL | 0.75" | no data
02-VCCW148 | ACHE BYPASS TCV ISOLATION | U2 ACHE AREA EAST SIDE | no data | ACHE BYPASS CV ISOLATION | no data | CCW | PD-270B | OPEN | CLOSED | WATER/GLYCOL | 24" | no data
TagNumber | no data | no data | no data | Description | no data | System | P&ID | no data | no data | Working Fluid | Size (in) | no data
02-VCCW149 | ACHE BYPASS TCV ISOLATION | U2 ACHE AREA EAST SIDE | no data | ACHE BYPASS CV ISOLATION | no data | CCW | PD-270B | OPEN | CLOSED | WATER/GLYCOL | 24" | no data
02-VCCW150 | ACHE INLET VENT VALVE | U2 ACHE AREA EAST SIDE | no data | VENT | no data | CCW | PD-271B | CLOSED | OPEN | WATER/GLYCOL | 0.75" | no data
02-VCCW151 | CCW PMP "B" DRAIN | U2 CCW PUMP AREA | no data | DRAIN | no data | CCW | PD-270B | CLOSED | OPEN | WATER/GLYCOL | 0.75" | no data
02-VCCW152 | CCW PMP "B" SUCTION STRAINER DRAIN | U2 CCW PUMP AREA | no data | DRAIN | no data | CCW | PD-270B | CLOSED | OPEN | WATER/GLYCOL | 2" | no data
02-VCCW153 | RECIRC CV ISOLATION | U2 CCW PUMP AREA | no data | SYSTEM BALANCING CV ISOLATION | no data | CCW | PD-270B | OPEN | CLOSED | WATER/GLYCOL | 16" | no data
02-VCCW154 | RECIRC CV ISOLATION | U2 CCW PUMP AREA | no data | SYSTEM BALANCING CV ISOLATION | no data | CCW | PD-270B | OPEN | CLOSED | WATER/GLYCOL | 16" | no data
02-VCCW155 | RECIRC CV BYPASS | U2 CCW PUMP AREA | no data | SYSTEM BALANCING CV BYPASS | no data | CCW | PD-270B | CLOSED | OPEN | WATER/GLYCOL | 10" | no data
02-VCCW156 | RECIRC LINE DRAIN | U2 CCW PUMP AREA | no data | DRAIN | no data | CCW | PD-270B | CLOSED | OPEN | WATER/GLYCOL | 0.75" | no data
02-VCCW157 | ACHE OUTLET PI 239 ISOLATION | U2 ACHE AREA EAST SIDE | no data | INSTRUMENTATION | no data | CCW | PD-271B | OPEN | CLOSED | WATER/GLYCOL | 0.75" | no data
02-VCCW158 | CCW PMP "B" SUCTION STRAINER VENT | U2 CCW PUMP AREA | no data | VENT | no data | CCW | PD-270B | CLOSED | OPEN | WATER/GLYCOL | 0.75" | no data
02-VCCW159 | CCW PMP "A" SUCTION STRAINER VENT | U2 CCW PUMP AREA | no data | VENT | no data | CCW | PD-270B | CLOSED | OPEN | WATER/GLYCOL | 0.75" | no data
02-VCCW160 | ACHE INLET ISOLATION | U2 ACHE AREA EAST SIDE | no data | ACHE INLET ISOLATION | no data | CCW | PD-271B | OPEN | CLOSED | WATER/GLYCOL | 12" | no data
02-VCCW161 | CTG CONTROL OIL COOLER CCW INLET VENT | U2 CONTROL OIL AREA | no data | VENT | no data | CCW | PD-275B | CLOSED | OPEN | WATER/GLYCOL | 0.75" | no data
02-VCCW162 | CTG CONTROL OIL COOLER CCW INLET PI 541 ISO | U2 CONTROL OIL AREA | no data | INSTRUMENTATION | no data | CCW | PD-275B | OPEN | CLOSED | WATER/GLYCOL | 0.75" | no data
02-VCCW163 | ECA COMPRESSOR "B" CCW OUTLET PI 537 ISO | U2 ECA COMPRESSOR EAST SIDE AREA | no data | INSTRUMENTATION | no data | CCW | PD-275B | OPEN | CLOSED | WATER/GLYCOL | 0.75" | no data
02-VCCW164 | BFP "A" COOLER INLET VENT | U2 BOILER FEED A AREA | no data | VENT | no data | CCW | PD-272B | CLOSED | OPEN | WATER/GLYCOL | 0.75" | no data
02-VCCW165 | CTG CONTROL OIL COOLER CCW OUTLET DRAIN | U2 CONTROL OIL AREA | no data | DRAIN | no data | CCW | PD-275B | CLOSED | OPEN | WATER/GLYCOL | 0.75" | no data
02-VCCW166 | ECA COMPRESSOR "B" CCW INLET PI 521 ISO | U2 ECA COMPRESSOR EAST SIDE AREA | no data | INSTRUMENTATION | no data | CCW | PD-275B | OPEN | CLOSED | WATER/GLYCOL | 0.75" | no data
02-VCCW167 | ACHE OUTLET ISOLATION/THROTTLING | U2 ACHE AREA EAST SIDE | no data | ACHE OUTLET ISOLATION/THROTTLING | no data | CCW | PD-271B | OPEN | CLOSED | WATER/GLYCOL | 12" | no data
02-VCCW168 | SAMPLE PANEL COOLER INLET DRAIN | U2 CHEM SHACK AREA WEST SIDE | no data | DRAIN | no data | CCW | PD-272B | CLOSED | OPEN | WATER/GLYCOL | 0.75" | no data
02-VCCW169 | CTG CONTROL OIL COOLER CCW OUTLET PI 557 ISO | U2 CONTROL OIL AREA | no data | INSTRUMENTATION | no data | CCW | PD-275B | OPEN | CLOSED | WATER/GLYCOL | 0.75" | no data
02-VCCW170 | ACHE OUTLET ISOLATION/THROTTLING | U2 ACHE AREA EAST SIDE | no data | ACHE OUTLET ISOLATION/THROTTLING | no data | CCW | PD-271B | OPEN | CLOSED | WATER/GLYCOL | 12" | no data
02-VCCW171 | ACHE OUTLET PIT 271 ISOLATION | U2 ACHE AREA EAST SIDE | no data | INSTRUMENTATION | no data | CCW | PD-271B | OPEN | CLOSED | WATER/GLYCOL | 0.75" | no data
02-VCCW172 | BFP "A" SUPPLY ISOLATION | U2 BOILER FEED A AREA | no data | BFP SUPPLY ISOLATION | no data | CCW | PD-272B | OPEN | CLOSED | WATER/GLYCOL | 3" | no data
02-VCCW173 | SAMPLE PANEL COOLER OUTLET PI 357 ISO | U2 SAMPLE PANEL BUILDING OUTSIDE | no data | INSTRUMENTATION | no data | CCW | PD-272B | OPEN | CLOSED | WATER/GLYCOL | 0.75" | no data
02-VCCW174 | ACHE OUTLET PI 249 ISOLATION | U2 ACHE AREA EAST SIDE | no data | INSTRUMENTATION | no data | CCW | PD-271B | OPEN | CLOSED | WATER/GLYCOL | 0.75" | no data
02-VCCW175 | SAMPLE PANEL FLOW THROTTLING | U2 SAMPLE PANEL BUILDING OUTSIDE | no data | SAMPLE PANEL FLOW THROTTLING | no data | CCW | PD-272B | OPEN | CLOSED | WATER/GLYCOL | 4" | no data
02-VCCW176 | BFP "B" COOLER OUTLET VENT | U2 BOILER FEED B AREA | no data | VENT | no data | CCW | PD-272B | CLOSED | OPEN | WATER/GLYCOL | 0.75" | no data
02-VCCW177 | BFP "B" SUPPLY ISOLATION | U2 BOILER FEED B AREA | no data | BFP SUPPLY ISOLATION | no data | CCW | PD-272B | OPEN | CLOSED | WATER/GLYCOL | 3" | no data
02-VCCW178 | BFP "B" COOLER INLET DRAIN | U2 BOILER FEED B AREA | no data | DRAIN | no data | CCW | PD-272B | CLOSED | OPEN | WATER/GLYCOL | 0.75" | no data
02-VCCW179 | BFP "A" COOLER OUTLET PI 371 ISO | U2 BOILER FEED A AREA | no data | INSTRUMENTATION | no data | CCW | PD-272B | OPEN | CLOSED | WATER/GLYCOL | 0.75" | no data
02-VCCW180 | BFP "B" COOLER OUTLET PI 337 ISO | U2 BOILER FEED B AREA | no data | INSTRUMENTATION | no data | CCW | PD-272B | OPEN | CLOSED | WATER/GLYCOL | 0.75" | no data
02-VCCW181 | BFP "A" FLOW THROTTLING | U2 BOILER FEED B AREA | no data | BFP FLOW THROTTLING | no data | CCW | PD-272B | OPEN | CLOSED | WATER/GLYCOL | 3" | no data
02-VCCW182 | BFP "B" FLOW THROTTLING | U2 BOILER FEED B AREA | no data | BFP FLOW THROTTLING | no data | CCW | PD-272B | OPEN | CLOSED | WATER/GLYCOL | 3" | no data
02-VCCW183 | SAMPLE PANEL SUPPLY ISOLATION | U2 SAMPLE PANEL BUILDING OUTSIDE | no data | SAMPLE PANEL SUPPLY ISOLATION | no data | CCW | PD-272B | OPEN | CLOSED | WATER/GLYCOL | 4" | no data
02-VCCW184 | SAMPLE PANEL COOLER OUTLET VENT | U2 SAMPLE PANEL BUILDING OUTSIDE | no data | VENT | no data | CCW | PD-272B | CLOSED | OPEN | WATER/GLYCOL | 0.75" | no data
02-VCCW185 | TCU RETURN ISOLATION | U2 SAMPLE PANEL BUILDING OUTSIDE | no data | TCU RETURN ISOLATION | no data | CCW | PD-272B | OPEN | CLOSED | WATER/GLYCOL | 3" | no data
02-VCCW186 | TCU SUPPLY ISOLATION | U2 SAMPLE PANEL BUILDING OUTSIDE | no data | TCU SUPPLY ISOLATION | no data | CCW | PD-272B | OPEN | CLOSED | WATER/GLYCOL | 3" | no data
02-VCCW187 | SAMPLE PANEL COOLER INLET PI 341 ISO | U2 SAMPLE PANEL BUILDING OUTSIDE | no data | INSTRUMENTATION | no data | CCW | PD-272B | OPEN | CLOSED | WATER/GLYCOL | 0.75" | no data
02-VCCW188 | BFP "A" COOLER INLET DRAIN | U2 BOILER FEED A AREA | no data | DRAIN | no data | CCW | PD-272B | CLOSED | OPEN | WATER/GLYCOL | 0.75" | no data
02-VCCW189 | BFP "A" COOLER OUTLET VENT | U2 BOILER FEED A AREA | no data | VENT | no data | CCW | PD-272B | CLOSED | OPEN | WATER/GLYCOL | 0.75" | no data
02-VCCW190 | CCW HEAD TANK LG ISOLATION | U2 CCW HEAD TANK AREA | no data | INSTRUMENTATION | no data | CCW | PD-270B | OPEN | CLOSED | WATER/GLYCOL | 2" | no data
02-VCCW191 | CCW HEAD TANK LG ISOLATION | U2 CCW HEAD TANK AREA | no data | INSTRUMENTATION | no data | CCW | PD-270B | OPEN | CLOSED | WATER/GLYCOL | 2" | no data
02-VCCW192 | RECIRC LINE VENT | U2 CCW PUMP AREA | no data | VENT | no data | CCW | PD-270B | CLOSED | OPEN | WATER/GLYCOL | 0.75" | no data
02-VCCW193 | ACHE BYPASS LINE VENT | U2 CCW PUMP AREA | no data | VENT | no data | CCW | PD-270B | CLOSED | OPEN | WATER/GLYCOL | 0.75" | no data
02-VCCW194 | BFP "B" COOLER INLET VENT | U2 BOILER FEED B AREA | no data | VENT | no data | CCW | PD-272B | CLOSED | OPEN | WATER/GLYCOL | 0.75" | no data
02-VCCW195 | CTG CONTROL OIL COOLER CCW INLET DRAIN | U2 CONTROL OIL AREA | no data | DRAIN | no data | CCW | PD-275B | CLOSED | OPEN | WATER/GLYCOL | 0.75" | no data
02-VCCW196 | CCW CHEMICAL FEEDER POT DRAIN | U2 CCW PUMP AREA | no data | DRAIN | no data | CCW | PD-270B | CLOSED | OPEN | WATER/GLYCOL | 0.75" | no data
02-VCCW200 | CCW PMP "B" VENT | U2 CCW PUMP AREA | no data | VENT | no data | CCW | PD-270B | CLOSED | OPEN | WATER/GLYCOL | 0.75" | no data
02-VCCW201 | CCW PMP "A" VENT | U2 CCW PUMP AREA | no data | VENT | no data | CCW | PD-270B | CLOSED | OPEN | WATER/GLYCOL | 0.75" | no data
02-VCCW211 | GENERATOR COOLER OUTLET PI 445 ISO | U2 GENERATOR AREA | no data | INSTRUMENTATION | no data | CCW | PD-274B | OPEN | CLOSED | WATER/GLYCOL | 0.75" | no data
02-VCCW212 | GENERATOR COOLER INLET PI 481 ISO | U2 GENERATOR AREA | no data | INSTRUMENTATION | no data | CCW | PD-274B | OPEN | CLOSED | WATER/GLYCOL | 0.75" | no data
02-VCCW213 | GENERATOR COOLER OUTLET PI 435 ISO | U2 GENERATOR AREA | no data | INSTRUMENTATION | no data | CCW | PD-274B | OPEN | CLOSED | WATER/GLYCOL | 0.75" | no data
02-VCCW214 | GENERATOR COOLER OUTLET PI 425 ISO | U2 GENERATOR AREA | no data | INSTRUMENTATION | no data | CCW | PD-274B | OPEN | CLOSED | WATER/GLYCOL | 0.75" | no data
02-VCCW215 | GENERATOR COOLER OUTLET PI 415 ISO | U2 GENERATOR AREA | no data | INSTRUMENTATION | no data | CCW | PD-274B | OPEN | CLOSED | WATER/GLYCOL | 0.75" | no data
02-VCCW216 | ACHE OUTLET DRAIN | U2 ACHE AREA EAST SIDE | no data | DRAIN | no data | CCW | PD-271B | CLOSED | OPEN | WATER/GLYCOL | 0.75" | no data
02-VCCW217 | ACHE OUTLET DRAIN | U2 ACHE AREA EAST SIDE | no data | DRAIN | no data | CCW | PD-271B | CLOSED | OPEN | WATER/GLYCOL | 0.75" | no data
02-VCCW218 | ACHE OUTLET DRAIN | U2 ACHE AREA EAST SIDE | no data | DRAIN | no data | CCW | PD-271B | CLOSED | OPEN | WATER/GLYCOL | 0.75" | no data
02-VCCW219 | ACHE OUTLET DRAIN | U2 ACHE AREA EAST SIDE | no data | DRAIN | no data | CCW | PD-271B | CLOSED | OPEN | WATER/GLYCOL | 0.75" | no data
02-VCCW220 | ACHE OUTLET DRAIN | U2 ACHE AREA EAST SIDE | no data | DRAIN | no data | CCW | PD-271B | CLOSED | OPEN | WATER/GLYCOL | 0.75" | no data
02-VCCW221 | GENERATOR COOLER OUTLET PI 455 ISO | U2 GENERATOR AREA | no data | INSTRUMENTATION | no data | CCW | PD-274B | OPEN | CLOSED | WATER/GLYCOL | 0.75" | no data
02-VCCW222 | GENERATOR COOLER OUTLET PI 465 ISO | U2 GENERATOR AREA | no data | INSTRUMENTATION | no data | CCW | PD-274B | OPEN | CLOSED | WATER/GLYCOL | 0.75" | no data
02-VCCW224 | GENERATOR COOLER OUTLET PI 475 ISO | U2 GENERATOR AREA | no data | INSTRUMENTATION | no data | CCW | PD-274B | OPEN | CLOSED | WATER/GLYCOL | 0.75" | no data
02-VCCW225 | GENERATOR COOLER OUTLET PI 485 ISO | U2 GENERATOR AREA | no data | INSTRUMENTATION | no data | CCW | PD-274B | OPEN | CLOSED | WATER/GLYCOL | 0.75" | no data
TagNumber | no data | no data | no data | Description | no data | System | P&ID | no data | no data | Working Fluid | Size (in) | no data
02-VCCW226 | ACHE INLET DRAIN VALVE | U2 ACHE AREA EAST SIDE | no data | DRAIN | no data | CCW | PD-271B | CLOSED | OPEN | WATER/GLYCOL | 0.75" | no data
02-VCCW227 | ACHE INLET DRAIN VALVE | U2 ACHE AREA EAST SIDE | no data | DRAIN | no data | CCW | PD-271B | CLOSED | OPEN | WATER/GLYCOL | 0.75" | no data
02-VCCW228 | ACHE INLET DRAIN VALVE | U2 ACHE AREA EAST SIDE | no data | DRAIN | no data | CCW | PD-271B | CLOSED | OPEN | WATER/GLYCOL | 0.75" | no data
02-VCCW229 | ACHE INLET DRAIN VALVE | U2 ACHE AREA EAST SIDE | no data | DRAIN | no data | CCW | PD-271B | CLOSED | OPEN | WATER/GLYCOL | 0.75" | no data
02-VCCW230 | ACHE INLET DRAIN VALVE | U2 ACHE AREA EAST SIDE | no data | DRAIN | no data | CCW | PD-271B | CLOSED | OPEN | WATER/GLYCOL | 0.75" | no data
02-VCCW300 | ACHE OUTLET PI 259 ISOLATION | U2 ACHE AREA EAST SIDE | no data | INSTRUMENTATION | no data | CCW | PD-271B | OPEN | CLOSED | WATER/GLYCOL | 0.75" | no data
02-VCCW301 | VENT | U2 CCW LUBE OIL COOLER AREA (NEED LADDER) | no data | VENT | no data | CCW | PD-273B | CLOSED | OPEN | WATER/GLYCOL | 0.75" | no data
02-VCCW302 | VENT | U2 CCW LUBE OIL COOLER AREA (NEED LADDER) | no data | VENT | no data | CCW | PD-273B | CLOSED | OPEN | WATER/GLYCOL | 0.75" | no data
02-VCCW304 | LUBE OIL MODULE SUPPLY ISOLATION | U2 CCW LUBE OIL COOLER AREA | no data | LUBE OIL MODULE SUPPLY ISOLATION | no data | CCW | PD-273B | OPEN | CLOSED | WATER/GLYCOL | 14" | no data
02-VCCW305 | LUBE OIL MODULE OUTLET ISOLATION/THROTTLING | U2 CCW LUBE OIL COOLER AREA | no data | LUBE OIL MODULE OUTLET ISOLATION/THROTTLING | no data | CCW | PD-273B | OPEN | CLOSED | WATER/GLYCOL | 14" | no data
02-VCCW306 | GLYCOL FILL CHECK | U2 DUCT BURNER AREA | no data | GLYCOL FILL CHECK | no data | CCW | PD-270B | OPEN | CLOSED | WATER/GLYCOL | 2" | no data
02-VCCW307 | LUBE OIL COOLER OUTLET PI 393 ISO | U2 CCW LUBE OIL COOLER AREA | no data | INSTRUMENTATION | no data | CCW | PD-273B | OPEN | CLOSED | WATER/GLYCOL | 0.75" | no data
02-VCCW308 | LUBE OIL COOLER OUTLET DRAIN | U2 CCW LUBE OIL COOLER AREA | no data | DRAIN | no data | CCW | PD-273B | CLOSED | OPEN | WATER/GLYCOL | 0.75" | no data
02-VCCW318 | GENERATOR COOLER INLET DRAIN | U2 GENERATOR AREA | no data | DRAIN | no data | CCW | PD-274B | CLOSED | OPEN | WATER/GLYCOL | 0.75" | no data
02-VCCW319 | GENERATOR COOLER INLET DRAIN | U2 GENERATOR AREA | no data | DRAIN | no data | CCW | PD-274B | CLOSED | OPEN | WATER/GLYCOL | 0.75" | no data
02-VCCW320 | GENERATOR COOLER SUPPLY ISOLATION | U2 GENERATOR AREA | no data | GENERATOR COOLER SUPPLY ISOLATION | no data | CCW | PD-274B | OPEN | CLOSED | WATER/GLYCOL | 6" | no data
02-VCCW321 | GENERATOR COOLER INLET PI 411 ISO | U2 GENERATOR AREA | no data | INSTRUMENTATION | no data | CCW | PD-274B | OPEN | CLOSED | WATER/GLYCOL | 0.75" | no data
02-VCCW322 | DRAIN | U2 CCW LUBE OIL COOLER AREA | no data | DRAIN | no data | CCW | PD-273B | CLOSED | OPEN | WATER/GLYCOL | 0.75" | no data
02-VCCW323 | INSTRUMENTATION | U2 CCW LUBE OIL COOLER AREA | no data | INSTRUMENTATION | no data | CCW | PD-273B | OPEN | CLOSED | WATER/GLYCOL | 0.75" | no data
02-VCCW324 | LUBE OIL COOLER INLET DRAIN | U2 CCW LUBE OIL COOLER AREA | no data | DRAIN | no data | CCW | PD-273B | CLOSED | OPEN | WATER/GLYCOL | 0.75" | no data
02-VCCW325 | LUBE OIL MODULE SUPPLY ISOLATION | U2 CCW LUBE OIL COOLER AREA | no data | LUBE OIL MODULE SUPPLY ISOLATION | no data | CCW | PD-273B | OPEN | CLOSED | WATER/GLYCOL | 14" | no data
02-VCCW326 | LUBE OIL COOLER INLET DRAIN | U2 CCW LUBE OIL COOLER AREA | no data | DRAIN | no data | CCW | PD-273B | CLOSED | OPEN | WATER/GLYCOL | 0.75" | no data
02-VCCW327 | LUBE OIL COOLER INLET PI 375 ISO | U2 CCW LUBE OIL COOLER AREA | no data | INSTRUMENTATION | no data | CCW | PD-273B | OPEN | CLOSED | WATER/GLYCOL | 0.75" | no data
02-VCCW328 | LUBE OIL COOLER INLET VENT | U2 CCW LUBE OIL COOLER AREA | no data | VENT | no data | CCW | PD-273B | CLOSED | OPEN | WATER/GLYCOL | 0.75" | no data
02-VCCW329 | LUBE OIL COOLER INLET PI 377 ISO | U2 CCW LUBE OIL COOLER AREA | no data | INSTRUMENTATION | no data | CCW | PD-273B | OPEN | CLOSED | WATER/GLYCOL | 0.75" | no data
02-VCCW330 | GENERATOR COOLER SUPPLY ISOLATION | U2 GENERATOR AREA | no data | GENERATOR COOLER SUPPLY ISOLATION | no data | CCW | PD-274B | OPEN | CLOSED | WATER/GLYCOL | 6" | no data
02-VCCW331 | ACHE INLET PI ISOLATION | U2 ACHE AREA EAST SIDE | no data | INSTRUMENTATION | no data | CCW | PD-271B | OPEN | CLOSED | WATER/GLYCOL | 0.75" | no data
02-VCCW332 | GENERATOR COOLER SUPPLY ISOLATION | U2 GENERATOR AREA | no data | GENERATOR COOLER SUPPLY ISOLATION | no data | CCW | PD-274B | OPEN | CLOSED | WATER/GLYCOL | 6" | no data
02-VCCW333 | ACHE INLET PI ISOLATION | U2 ACHE AREA EAST SIDE | no data | INSTRUMENTATION | no data | CCW | PD-271B | OPEN | CLOSED | WATER/GLYCOL | 0.75" | no data
02-VCCW334 | GENERATOR COOLER SUPPLY ISOLATION | U2 GENERATOR AREA | no data | GENERATOR COOLER SUPPLY ISOLATION | no data | CCW | PD-274B | OPEN | CLOSED | WATER/GLYCOL | 6" | no data
02-VCCW335 | ACHE INLET PI ISOLATION | U2 ACHE AREA EAST SIDE | no data | INSTRUMENTATION | no data | CCW | PD-271B | OPEN | CLOSED | WATER/GLYCOL | 0.75" | no data
02-VCCW336 | GENERATOR COOLER SUPPLY ISOLATION | U2 GENERATOR AREA | no data | GENERATOR COOLER SUPPLY ISOLATION | no data | CCW | PD-274B | OPEN | CLOSED | WATER/GLYCOL | 6" | no data
02-VCCW337 | ACHE INLET PI ISOLATION | U2 ACHE AREA EAST SIDE | no data | INSTRUMENTATION | no data | CCW | PD-271B | OPEN | CLOSED | WATER/GLYCOL | 0.75" | no data
02-VCCW338 | GENERATOR COOLER SUPPLY ISOLATION | U2 GENERATOR AREA | no data | GENERATOR COOLER SUPPLY ISOLATION | no data | CCW | PD-274B | OPEN | CLOSED | WATER/GLYCOL | 6" | no data
02-VCCW339 | ACHE INLET PI ISOLATION | U2 ACHE AREA EAST SIDE | no data | INSTRUMENTATION | no data | CCW | PD-271B | OPEN | CLOSED | WATER/GLYCOL | 0.75" | no data
02-VCCW340 | LUBE OIL COOLER INLET VENT | U2 CCW LUBE OIL COOLER AREA | no data | VENT | no data | CCW | PD-273B | CLOSED | OPEN | WATER/GLYCOL | 0.75" | no data
02-VCCW341 | LUBE OIL MODULE OUTLET ISOLATION/THROTTLING | U2 CCW LUBE OIL COOLER AREA | no data | LUBE OIL MODULE OUTLET ISOLATION/THROTTLING | no data | CCW | PD-273B | OPEN | CLOSED | WATER/GLYCOL | 14" | no data
02-VCCW342 | GENERATOR COOLER SUPPLY ISOLATION | U2 GENERATOR AREA | no data | GENERATOR COOLER SUPPLY ISOLATION | no data | CCW | PD-274B | OPEN | CLOSED | WATER/GLYCOL | 6" | no data
02-VCCW343 | GENERATOR COOLER INLET PI 471 ISO | U2 GENERATOR AREA | no data | INSTRUMENTATION | no data | CCW | PD-274B | OPEN | CLOSED | WATER/GLYCOL | 0.75" | no data
02-VCCW344 | GENERATOR COOLER SUPPLY ISOLATION | U2 GENERATOR AREA | no data | GENERATOR COOLER SUPPLY ISOLATION | no data | CCW | PD-274B | OPEN | CLOSED | WATER/GLYCOL | 6" | no data
02-VCCW345 | GLYCOL FILL ISOLATION | U2 DUCT BURNER AREA | no data | GLYCOL FILL ISOLATION | no data | CCW | PD-270B | OPEN | CLOSED | WATER/GLYCOL | 2" | no data
02-VCCW346 | ECA COMPRESSOR RETURN ISOLATION | U2 ECA COMPRESSOR EAST SIDE AREA | no data | ECA COMPRESSOR RETURN ISOLATION | no data | CCW | PD-275B | OPEN | CLOSED | WATER/GLYCOL | 3" | no data
02-VCCW347 | GENERATOR COOLER RETURN ISOLATION/THROTTLING | U2 GENERATOR AREA | no data | GENERATOR COOLER RETURN ISOLATION/THROTTLING | no data | CCW | PD-274B | OPEN | CLOSED | WATER/GLYCOL | 6" | no data
02-VCCW348 | GENERATOR COOLER INLET DRAIN | U2 GENERATOR AREA | no data | DRAIN | no data | CCW | PD-274B | CLOSED | OPEN | WATER/GLYCOL | 0.75" | no data
02-VCCW349 | GENERATOR COOLER RETURN HEADER ISOLATION/THROTTLING | U2 GENERATOR AREA | no data | GENERATOR COOLER RETURN HEADER ISOLATION/THROTTLING | no data | CCW | PD-274B | OPEN | CLOSED | WATER/GLYCOL | 14" | no data
02-VCCW350 | GENERATOR COOLER INLET PI 421 ISO | U2 GENERATOR AREA | no data | INSTRUMENTATION | no data | CCW | PD-274B | OPEN | CLOSED | WATER/GLYCOL | 0.75" | no data
02-VCCW351 | GENERATOR COOLER RETURN ISOLATION/THROTTLING | U2 GENERATOR AREA | no data | GENERATOR COOLER RETURN ISOLATION/THROTTLING | no data | CCW | PD-274B | OPEN | CLOSED | WATER/GLYCOL | 6" | no data
02-VCCW352 | GENERATOR COOLER INLET PI 431 ISO | U2 GENERATOR AREA | no data | INSTRUMENTATION | no data | CCW | PD-274B | OPEN | CLOSED | WATER/GLYCOL | 0.75" | no data
02-VCCW353 | GENERATOR COOLER RETURN ISOLATION/THROTTLING | U2 GENERATOR AREA | no data | GENERATOR COOLER RETURN ISOLATION/THROTTLING | no data | CCW | PD-274B | OPEN | CLOSED | WATER/GLYCOL | 6" | no data
02-VCCW354 | GENERATOR COOLER INLET PI 441 ISO | U2 GENERATOR AREA | no data | INSTRUMENTATION | no data | CCW | PD-274B | OPEN | CLOSED | WATER/GLYCOL | 0.75" | no data
02-VCCW355 | GENERATOR COOLER RETURN ISOLATION/THROTTLING | U2 GENERATOR AREA | no data | GENERATOR COOLER RETURN ISOLATION/THROTTLING | no data | CCW | PD-274B | OPEN | CLOSED | WATER/GLYCOL | 6" | no data
02-VCCW356 | GENERATOR COOLER INLET PI 451 ISO | U2 GENERATOR AREA | no data | INSTRUMENTATION | no data | CCW | PD-274B | OPEN | CLOSED | WATER/GLYCOL | 0.75" | no data
02-VCCW357 | GENERATOR COOLER RETURN ISOLATION/THROTTLING | U2 GENERATOR AREA | no data | GENERATOR COOLER RETURN ISOLATION/THROTTLING | no data | CCW | PD-274B | OPEN | CLOSED | WATER/GLYCOL | 6" | no data
02-VCCW358 | GENERATOR COOLER INLET PI 461 ISO | U2 GENERATOR AREA | no data | INSTRUMENTATION | no data | CCW | PD-274B | OPEN | CLOSED | WATER/GLYCOL | 0.75" | no data
02-VCCW359 | GENERATOR COOLER RETURN ISOLATION/THROTTLING | U2 GENERATOR AREA | no data | GENERATOR COOLER RETURN ISOLATION/THROTTLING | no data | CCW | PD-274B | OPEN | CLOSED | WATER/GLYCOL | 6" | no data
02-VCCW360 | ECA COMPRESSOR "A" COOLER OUTLET PI | U2 ECA COMPRESSOR EAST SIDE AREA | no data | INSTRUMENTATION | no data | CCW | PD-275B | OPEN | CLOSED | WATER/GLYCOL | 0.75" | no data
02-VCCW361 | GENERATOR COOLER RETURN ISOLATION/THROTTLING | U2 GENERATOR AREA | no data | GENERATOR COOLER RETURN ISOLATION/THROTTLING | no data | CCW | PD-274B | OPEN | CLOSED | WATER/GLYCOL | 6" | no data
02-VCCW362 | ECA COMPRESSOR SUPPLY ISOLATION | U2 ECA COMPRESSOR EAST SIDE AREA | no data | ECA COMPRESSOR SUPPLY ISOLATION | no data | CCW | PD-275B | OPEN | CLOSED | WATER/GLYCOL | 3" | no data
02-VCCW363 | GENERATOR COOLER RETURN ISOLATION/THROTTLING | U2 GENERATOR AREA | no data | GENERATOR COOLER RETURN ISOLATION/THROTTLING | no data | CCW | PD-274B | OPEN | CLOSED | WATER/GLYCOL | 6" | no data
02-VCCW364 | GENERATOR COOLER SUPPLY HEADER ISOLATION | U2 GENERATOR AREA | no data | GENERATOR COOLER SUPPLY HEADER ISOLATION | no data | CCW | PD-274B | OPEN | CLOSED | WATER/GLYCOL | 14" | no data
02-VCCW365 | VENT | U2 CCW PUMP AREA | no data | VENT | no data | CCW | PD-270B | CLOSED | OPEN | WATER/GLYCOL | 0.75" | no data
02-VCCW366 | ACHE OUTLET HEADER ISOLATION | U2 CCW PUMP AREA | no data | ACHE OUTLET HEADER ISOLATION | no data | CCW | PD-271B | OPEN | CLOSED | WATER/GLYCOL | 24" | no data
02-VCCW367 | INSTRUMENTATION | U2 CCW PUMP AREA | no data | INSTRUMENTATION | no data | CCW | PD-270B | OPEN | CLOSED | WATER/GLYCOL | 0.75" | no data
02-VCCW368 | INSTRUMENTATION | U2 CCW PUMP AREA | no data | INSTRUMENTATION | no data | CCW | PD-270B | OPEN | CLOSED | WATER/GLYCOL | 0.75" | no data
TagNumber | no data | no data | no data | Description | no data | System | P&ID | no data | no data | Working Fluid | Size (in) | no data
02-VCCW369 | ECA COMPRESSOR FLOW THROTTLING | U2 ECA COMPRESSOR EAST SIDE AREA | no data | ECA COMPRESSOR FLOW THROTTLING | no data | CCW | PD-275B | OPEN | CLOSED | WATER/GLYCOL | 3" | no data
02-VCCW370 | ECA COMPRESSOR "B" RETURN ISOLATION | U2 ECA COMPRESSOR EAST SIDE AREA | no data | ECA COMPRESSOR RETURN ISOLATION | no data | CCW | PD-275B | OPEN | CLOSED | WATER/GLYCOL | 3" | no data
02-VCCW371 | GENERATOR COOLER INLET DRAIN | U2 GENERATOR AREA | no data | DRAIN | no data | CCW | PD-274B | CLOSED | OPEN | WATER/GLYCOL | 0.75" | no data
02-VCCW372 | DRAIN | U2 GENERATOR AREA | no data | DRAIN | no data | CCW | PD-274B | CLOSED | OPEN | WATER/GLYCOL | 0.75" | no data
02-VCCW373 | DRAIN | U2 GENERATOR AREA | no data | DRAIN | no data | CCW | PD-274B | CLOSED | OPEN | WATER/GLYCOL | 0.75" | no data
02-VCCW374 | DRAIN | U2 GENERATOR AREA | no data | DRAIN | no data | CCW | PD-274B | CLOSED | OPEN | WATER/GLYCOL | 0.75" | no data
02-VCCW375 | DRAIN | U2 GENERATOR AREA | no data | DRAIN | no data | CCW | PD-274B | CLOSED | OPEN | WATER/GLYCOL | 0.75" | no data
02-VCCW376 | DRAIN | U2 GENERATOR AREA | no data | DRAIN | no data | CCW | PD-274B | CLOSED | OPEN | WATER/GLYCOL | 0.75" | no data
02-VCCW377 | DRAIN | U2 GENERATOR AREA | no data | DRAIN | no data | CCW | PD-274B | CLOSED | OPEN | WATER/GLYCOL | 0.75" | no data
02-VCCW378 | DRAIN | U2 GENERATOR AREA | no data | DRAIN | no data | CCW | PD-274B | CLOSED | OPEN | WATER/GLYCOL | 0.75" | no data
02-VCCW379 | DRAIN | U2 GENERATOR AREA | no data | DRAIN | no data | CCW | PD-274B | CLOSED | OPEN | WATER/GLYCOL | 0.75" | no data
02-VCCW380 | ECA COMPRESSOR "A" SUPPLY ISOLATION | U2 ECA COMPRESSOR EAST SIDE AREA | no data | ECA COMPRESSOR SUPPLY ISOLATION | no data | CCW | PD-275B | OPEN | CLOSED | WATER/GLYCOL | 3" | no data
02-VCCW381 | ECA COMPRESSOR "B" FLOW THROTTLING | U2 ECA COMPRESSOR EAST SIDE AREA | no data | ECA COMPRESSOR FLOW THROTTLING | no data | CCW | PD-275B | OPEN | CLOSED | WATER/GLYCOL | 3" | no data
02-VCCW382 | GEN COOLER VENT | U2 GENERATOR AREA | no data | VENT | no data | CCW | PD-274B | CLOSED | OPEN | WATER/GLYCOL | 0.75" | no data
02-VCCW383 | GEN COOLER VENT | U2 GENERATOR AREA | no data | VENT | no data | CCW | PD-274B | CLOSED | OPEN | WATER/GLYCOL | 0.75" | no data
02-VCCW384 | GEN COOLER VENT | U2 GENERATOR AREA | no data | VENT | no data | CCW | PD-274B | CLOSED | OPEN | WATER/GLYCOL | 0.75" | no data
02-VCCW385 | GEN COOLER VENT | U2 GENERATOR AREA | no data | VENT | no data | CCW | PD-274B | CLOSED | OPEN | WATER/GLYCOL | 0.75" | no data
02-VCCW386 | GEN COOLER VENT | U2 GENERATOR AREA | no data | VENT | no data | CCW | PD-274B | CLOSED | OPEN | WATER/GLYCOL | 0.75" | no data
02-VCCW387 | GEN COOLER VENT | U2 GENERATOR AREA | no data | VENT | no data | CCW | PD-274B | CLOSED | OPEN | WATER/GLYCOL | 0.75" | no data
02-VCCW388 | GEN COOLER VENT | U2 GENERATOR AREA | no data | VENT | no data | CCW | PD-274B | CLOSED | OPEN | WATER/GLYCOL | 0.75" | no data
02-VCCW389 | GEN COOLER VENT | U2 GENERATOR AREA | no data | VENT | no data | CCW | PD-274B | CLOSED | OPEN | WATER/GLYCOL | 0.75" | no data
02-VCCW391 | ECA "A" COOLER INLET VENT | U2 ECA COMPRESSOR EAST SIDE AREA | no data | VENT | no data | CCW | PD-275B | CLOSED | OPEN | WATER/GLYCOL | 0.75" | no data
02-VCCW392 | ECA COMPRESSOR "B" COOLER OUTLET DRAIN | U2 ECA COMPRESSOR EAST SIDE AREA | no data | DRAIN | no data | CCW | PD-275B | CLOSED | OPEN | WATER/GLYCOL | 0.75" | no data
02-VCCW393 | ECA COMPRESSOR "A" COOLER OUTLET DRAIN | U2 ECA COMPRESSOR EAST SIDE AREA | no data | DRAIN | no data | CCW | PD-275B | CLOSED | OPEN | WATER/GLYCOL | 0.75" | no data
02-VCCW396 | ECA "B" COOLER INLET VENT | U2 ECA COMPRESSOR EAST SIDE AREA | no data | VENT | no data | CCW | PD-275B | CLOSED | OPEN | WATER/GLYCOL | 0.75" | no data
02-VCCW398 | GENERATOR COOLER INLET DRAIN | U2 GENERATOR AREA | no data | DRAIN | no data | CCW | PD-274B | CLOSED | OPEN | WATER/GLYCOL | 0.75" | no data
02-VCCW399 | GENERATOR COOLER INLET DRAIN | U2 GENERATOR AREA | no data | DRAIN | no data | CCW | PD-274B | CLOSED | OPEN | WATER/GLYCOL | 0.75" | no data
02-VCCW400 | GENERATOR COOLER INLET DRAIN | U2 GENERATOR AREA | no data | DRAIN | no data | CCW | PD-274B | CLOSED | OPEN | WATER/GLYCOL | 0.75" | no data
02-VCCW401 | GENERATOR COOLER INLET DRAIN | U2 GENERATOR AREA | no data | DRAIN | no data | CCW | PD-274B | CLOSED | OPEN | WATER/GLYCOL | 0.75" | no data
02-VCCW402 | GENERATOR COOLER OUTLET DRAIN | U2 GENERATOR AREA | no data | DRAIN | no data | CCW | PD-274B | CLOSED | OPEN | WATER/GLYCOL | 0.75" | no data
02-VCCW403 | GENERATOR COOLER OUTLET DRAIN | U2 GENERATOR AREA | no data | DRAIN | no data | CCW | PD-274B | CLOSED | OPEN | WATER/GLYCOL | 0.75" | no data
02-VCCW404 | GENERATOR COOLER OUTLET DRAIN | U2 GENERATOR AREA | no data | DRAIN | no data | CCW | PD-274B | CLOSED | OPEN | WATER/GLYCOL | 0.75" | no data
02-VCCW405 | GENERATOR COOLER OUTLET DRAIN | U2 GENERATOR AREA | no data | DRAIN | no data | CCW | PD-274B | CLOSED | OPEN | WATER/GLYCOL | 0.75" | no data
02-VCCW406 | GENERATOR COOLER OUTLET DRAIN | U2 GENERATOR AREA | no data | DRAIN | no data | CCW | PD-274B | CLOSED | OPEN | WATER/GLYCOL | 0.75" | no data
02-VCCW407 | GENERATOR COOLER OUTLET DRAIN | U2 GENERATOR AREA | no data | DRAIN | no data | CCW | PD-274B | CLOSED | OPEN | WATER/GLYCOL | 0.75" | no data
02-VCCW408 | GENERATOR COOLER OUTLET DRAIN | U2 GENERATOR AREA | no data | DRAIN | no data | CCW | PD-274B | CLOSED | OPEN | WATER/GLYCOL | 0.75" | no data
02-VCCW409 | GENERATOR COOLER OUTLET DRAIN | U2 GENERATOR AREA | no data | DRAIN | no data | CCW | PD-274B | CLOSED | OPEN | WATER/GLYCOL | 0.75" | no data
02-VCCW410 | GENERATOR COOLER INLET HEADER VENT | U2 GENERATOR AREA | no data | VENT | no data | CCW | PD-274B | CLOSED | OPEN | WATER/GLYCOL | 0.75" | no data
02-VCCW411 | GENERATOR COOLER OUTLET HEADER VENT | U2 GENERATOR AREA | no data | VENT | no data | CCW | PD-274B | CLOSED | OPEN | WATER/GLYCOL | 0.75" | no data
02-VCCW412 | BFP RETURN ISOLATION | U2 BOILER FEED A AREA | no data | BFP RETURN ISOLATION | no data | CCW | PD-272B | OPEN | CLOSED | WATER/GLYCOL | 3" | no data
02-VCCW413 | BFP RETURN ISOLATION | U2 BOILER FEED B AREA | no data | BFP RETURN ISOLATION | no data | CCW | PD-272B | OPEN | CLOSED | WATER/GLYCOL | 3" | no data
02-VCCW414 | TCU FILL ISOLATION | U2 SAMPLE PANEL BUILDING OUTSIDE | no data | TCU FILL ISOLATION | no data | CCW | PD-272B | OPEN | CLOSED | WATER/GLYCOL | 0.75" | no data
02-VCCW415 | SAMPLE PANEL RETURN ISOLATION | U2 SAMPLE PANEL BUILDING OUTSIDE | no data | SAMPLE PANEL RETURN ISOLATION | no data | CCW | PD-272B | OPEN | CLOSED | WATER/GLYCOL | 4" | no data
02-VCCW453 | BFP "B" COOLER INLET PI | U2 BOILER FEED B AREA | no data | INSTRUMENTATION | no data | CCW | PD-272B | OPEN | CLOSED | WATER/GLYCOL | 0.75" | no data
02-VCMG202 | INSTRUMENTATION | U2 CO2 EVAPORATOR AREA | no data | INSTRUMENTATION | no data | CMG | PD-571 | OPEN | CLOSED | CARBON DIOXIDE | 0.75" | no data
02-VCMG203 | H2 ISOLATION | U2 EAST BUILDING WALL OUTSIDE | no data | H2 ISOLATION | no data | CMG | PD-571 | OPEN | CLOSED | HYDROGEN | 1.5" | no data
02-VCMG206 | INSTRUMENTATION | U2 N.W. BUILING INSIDE | no data | INSTRUMENTATION | no data | CMG | PD-570 | OPEN | CLOSED | NITROGEN | 0.75" | no data
02-VCMG213 | H2 ISOLATION | U2 EAST BUILDING WALL OUTSIDE | no data | H2 ISOLATION | no data | CMG | PD-571 | OPEN | CLOSED | HYDROGEN | 1.5" | no data
02-VCMG219 | INSTRUMENTATION | U2 N.E. BY HRSG GROUND LEVEL | no data | INSTRUMENTATION | no data | CMG | PD-570 | OPEN | CLOSED | NITROGEN | 0.75" | no data
02-VCMG222 | INSTRUMENTATION |  | no data | INSTRUMENTATION | no data | CMG | PD-571 | OPEN | CLOSED | CARBON DIOXIDE | 0.75" | no data
02-VCMG601 | VENT | U2 EAST BUILDING WALL OUTSIDE | no data | VENT | no data | CMG | PD-571 | CLOSED | OPEN | HYDROGEN | 0.75" | no data
02-VCMG603 | N2 PURGE CONNECTION | U2 EAST BUILDING WALL OUTSIDE | no data | N2 PURGE CONNECTION | no data | CMG | PD-571 | CLOSED | CLOSED | HYDROGEN | 0.75" | no data
02-VCND100 | Hood Spray and Gland Steam attemperator | ST upper East | Attemperator | STRAINER VENT VALVE | no data | CND | PD-051B | CLOSED | OPEN | Water | 0.5" | no data
02-VCND101 | Hood Spray and Gland Steam attemperator | ST upper East | Attemperator | IRON FILTER DRAIN | no data | CND | PD-052B | CLOSED | OPEN | Water | 0.75" | no data
02-VCND103 | Condensate Dump isolation | HRSG lower NW | no data | CONDENSATE EMERGENCY DUMP CV ISOLATION | no data | CND | PD-053B | OPEN | CLOSED | Water | 6" | no data
02-VCND104 | Hood Spray and Gland Steam attemperator | ST upper East | Attemperator | INSTRUMENT ISOLATION | no data | CND | PD-051B | OPEN | CLOSED | Water | 0.75" | no data
02-VCND105 | LP Bypass spray drain (OUTSIDE DECK) | ST upper East (OUTSIDE DECK) | Attemperator | CRH VENTILATOR SPRAY SUPPLY STRAINER ISOLATION | no data | CND | PD-040B | CLOSED | OPEN | Water | 0.75" | no data
02-VCND106 | Hood Spray and Gland Steam attemperator | ST upper East | Attemperator | VENT VALVE | no data | CND | PD-050B | CLOSED | OPEN | Water | 0.75" | no data
02-VCND108 | CRH ventilator spray drain | ST upper East | Attemperator | DRAIN VALVE | no data | CND | PD-030B | CLOSED | OPEN | Water | 0.75" | no data
02-VCND109 | CRH ventilator spray isolation | ST upper East | Attemperator | CRH VENTILATOR SPRAY SUPPLY ISOLATION | no data | CND | PD-030B | OPEN | CLOSED | Water | 3" | no data
02-VCND110 | CRH ventilator spray vent (OUTSIDE DECK) | ST upper East (OUTSIDE DECK) | Attemperator | VENT VALVE | no data | CND | PD-030B | CLOSED | OPEN | Water | 0.75" | no data
02-VCND111 | Hood Spray and Gland Steam attemperator | ST upper East | Attemperator | CRH VENTILATOR SPRAY SUPPLY CHECK VALVE | no data | CND | PD-030B | OPEN | CLOSED | Water | 3" | no data
02-VCND112 | Hood Spray and Gland Steam attemperator | ST upper East | Attemperator | INSTRUMENT ISOLATION | no data | CND | PD-051B | OPEN | CLOSED | Water | 0.75" | no data
02-VCND113 | Hood Spray and Gland Steam attemperator | ST upper East | Attemperator | CND PUMP CAN VENT VALVE | no data | CND | PD-051B | CLOSED | OPEN | Water | 1" | no data
TagNumber | no data | no data | no data | Description | no data | System | P&ID | no data | no data | Working Fluid | Size (in) | no data
02-VCND114 | Hood Spray and Gland Steam attemperator | ST upper East | Attemperator | STRAINER DRAIN | no data | CND | PD-052B | CLOSED | OPEN | Water | 0.75" | no data
02-VCND115 | Hood Spray and Gland Steam attemperator | ST upper East | Attemperator | LPS BYPASS SPRAY SUPPLY CHECK VALVE | no data | CND | PD-040B | OPEN | CLOSED | Water | 1.5" | no data
02-VCND116 | HRH spray drain | ST upper East | Attemperator | DRAIN VALVE | no data | CND | PD-034B | CLOSED | OPEN | Water | 0.75" | no data
02-VCND117 | Hood Spray and Gland Steam attemperator | ST upper East | Attemperator | CND PUMP DISCHARGE CHECK VALVE | no data | CND | PD-051B | OPEN | CLOSED | Water | 10" | no data
02-VCND118 | Hood Spray and Gland Steam attemperator | ST upper East | Attemperator | DRAIN VALVE | no data | CND | PD-051B | CLOSED | OPEN | Water | 0.5" | no data
02-VCND119 | HRH spray isolation | ST upper East | Attemperator | HRH BYPASS SPRAY SUPPLY ISOLATION | no data | CND | PD-034B | OPEN | CLOSED | Water | 6" | no data
02-VCND121 | Hood Spray and Gland Steam attemperator | ST upper East | Attemperator | HRH BYPASS SPRAY SUPPLY CHECK VALVE | no data | CND | PD-034B | OPEN | CLOSED | Water | 6" | no data
02-VCND123 | Hood spray local gauge | ST upper East | Attemperator | INSTRUMENT ISOLATION | no data | CND | PD-052B | OPEN | CLOSED | Water | 0.75" | no data
02-VCND124 | Hood Spray and Gland Steam attemperator | ST upper East | Attemperator | INSTRUMENT ISOLATION | no data | CND | PD-052B | OPEN | CLOSED | Water | 0.5" | no data
02-VCND125 | HRH spray flow transmitter (4) valves | ST upper East | Attemperator | INSTRUMENT ISOLATION | no data | CND | PD-034B | OPEN | CLOSED | Water | 0.5" | no data
02-VCND126 | Hood spray FCV isolation valves (2) | ST upper East | Attemperator | ST HOOD SPRAY SUPPLY ISOLATION | no data | CND | PD-052B | OPEN | CLOSED | Water | 1.5" | no data
02-VCND127 | Hood Spray and Gland Steam attemperator | ST upper East | Attemperator | INSTRUMENT ISOLATION | no data | CND | PD-051B | CLOSED | OPEN | Water | 0.75" | no data
02-VCND128 | Hood Spray and Gland Steam attemperator | ST upper East | Attemperator | CND PUMP DISCHARGE ISOLATION | no data | CND | PD-051B | OPEN | CLOSED | Water | 10" | no data
02-VCND129 | Hood Spray and Gland Steam attemperator | ST upper East | Attemperator | DRAIN VALVE | no data | CND | PD-051B | CLOSED | OPEN | Water | 0.5" | no data
02-VCND130 | Hood Spray and Gland Steam attemperator | ST upper East | Attemperator | INSTRUMENT ISOLATION | no data | CND | PD-051B | OPEN | CLOSED | Water | 0.75" | no data
02-VCND131 | Hood Spray and Gland Steam attemperator | ST upper East | Attemperator | INSTRUMENT ISOLATION | no data | CND | PD-051B | OPEN | CLOSED | Water | 0.75" | no data
02-VCND132 | Hood Spray and Gland Steam attemperator | ST upper East | Attemperator | CONDENSATE RECIRC CV DOWNSTREAM ISOLATION | no data | CND | PD-053B | OPEN | CLOSED | Water | 8" | no data
02-VCND133 | Hood Spray and Gland Steam attemperator | ST upper East | Attemperator | STRAINER VENT VALVE | no data | CND | PD-051B | CLOSED | OPEN | Water | 0.5" | no data
02-VCND134 | Curtain spray isolation valve | ST upper East | Attemperator | CND TO ACC CURTAIN SPRAY FE ISOLATION | no data | CND | PD-052B | OPEN | CLOSED | Water | 4" | no data
02-VCND135 | Hood Spray and Gland Steam attemperator | ST upper East | Attemperator | STRAINER VENT VALVE | no data | CND | PD-051B | CLOSED | OPEN | Water | 0.5" | no data
02-VCND136 | Hood Spray and Gland Steam attemperator | ST upper East | Attemperator | DRAIN VALVE | no data | CND | PD-052B | OPEN | CLOSED | Water | 0.75" | no data
02-VCND137 | Hood Spray and Gland Steam attemperator | ST upper East | Attemperator | INSTRUMENT ISOLATION | no data | CND | PD-051B | OPEN | CLOSED | Water | 0.75" | no data
02-VCND138 | Hood Spray and Gland Steam attemperator | ST upper East | Attemperator | VENT VALVE | no data | CND | PD-052B | CLOSED | OPEN | Water | 0.75" | no data
02-VCND139 | Hood Spray and Gland Steam attemperator | ST upper East | Attemperator | INSTRUMENT ISOLATION | no data | CND | PD-052B | CLOSED | OPEN | Water | 0.75" | no data
02-VCND140 | Hood Spray and Gland Steam attemperator | ST upper East | Attemperator | IRON FILTER VENT VALVE | no data | CND | PD-052B | CLOSED | OPEN | Water | 0.75" | no data
02-VCND141 | LP Bypass spray isolation | ST upper East | Attemperator | LPS BYPASS SPRAY SUPPLY ISOLATION | no data | CND | PD-040B | OPEN | CLOSED | Water | 1.5" | no data
02-VCND142 | Hood Spray and Gland Steam attemperator | ST upper East | Attemperator | INSTRUMENT ISOLATION | no data | CND | PD-051B | OPEN | CLOSED | Water | 0.75" | no data
02-VCND143 | Hood Spray and Gland Steam attemperator | ST upper East | Attemperator | INSTRUMENT ISOLATION | no data | CND | PD-051B | OPEN | CLOSED | Water | 0.75" | no data
02-VCND144 | Hood Spray and Gland Steam attemperator | ST upper East | Attemperator | IRON FILTER DRAIN VALVE | no data | CND | PD-052B | CLOSED | OPEN | Water | 0.75" | no data
02-VCND145 | Hood spray FCV isolation valves (2) | ST upper East | Attemperator | ST HOOD SPRAY SUPPLY ISOLATION | no data | CND | PD-052B | OPEN | CLOSED | Water | 1.5" | no data
02-VCND146 | Hood Spray and Gland Steam attemperator | ST upper East | Attemperator | INSTRUMENT ISOLATION | no data | CND | PD-052B | OPEN | CLOSED | Water | 0.75" | no data
02-VCND147 | Hood spray FCV bypass valve | ST upper East | Attemperator | ST HOOD SPRAY BYPASS VALVE | no data | CND | PD-052B | CLOSED | CLOSED | Water | 1.5" | no data
02-VCND148 | Hood Spray and Gland Steam attemperator | ST upper East | Attemperator | CND PUMP DISCHARGE CHECK VALVE | no data | CND | PD-051B | OPEN | CLOSED | Water | 10" | no data
02-VCND149 | Hood Spray and Gland Steam attemperator | ST upper East | Attemperator | VENT VALVE | no data | CND | PD-053B | CLOSED | OPEN | Water | 0.75" | no data
02-VCND150 | Hood Spray and Gland Steam attemperator | ST upper East | Attemperator | CND DISCHARGE SAMPLE ISOLATION | no data | CND | PD-053B | OPEN | CLOSED | Water | 0.5" | no data
02-VCND151 | Hood Spray and Gland Steam attemperator | ST upper East | Attemperator | INSTRUMENT ISOLATION | no data | CND | PD-052B | OPEN | CLOSED | Water | 0.75" | no data
02-VCND152 | Hood Spray and Gland Steam attemperator | ST upper East | Attemperator | DRAIN VALVE | no data | CND | PD-053B | CLOSED | OPEN | Water | 0.75" | no data
02-VCND153 | Drain before condensate dump CV | HRSG lower NW | no data | DRAIN VALVE | no data | CND | PD-053B | CLOSED | OPEN | Water | 0.75" | no data
02-VCND154 | Hood Spray and Gland Steam attemperator | ST upper East | Attemperator | STRAINER VENT VALVE | no data | CND | PD-051B | CLOSED | OPEN | Water | 0.5" | no data
02-VCND155 | Hood Spray and Gland Steam attemperator | ST upper East | Attemperator | CND DISCHARGE SAMPLE ISOLATION | no data | CND | PD-053B | OPEN | CLOSED | Water | 0.5" | no data
02-VCND156 | LP Bypass spray flow transmitter (2) valves | ST upper East | Attemperator | INSTRUMENT ISOLATION | no data | CND | PD-040B | OPEN | CLOSED | Water | 0.5" | no data
02-VCND157 | Hood Spray and Gland Steam attemperator | ST upper East | Attemperator | CND PUMP CAN VENT VALVE | no data | CND | PD-051B | CLOSED | OPEN | Water | 1" | no data
02-VCND158 | LP Bypass spray drain | ST upper East | Attemperator | DRAIN VALVE | no data | CND | PD-040B | CLOSED | OPEN | Water | 0.75" | no data
02-VCND159 | CRH ventilator spray Flow transmitter (2) valves | ST upper East | Attemperator | INSTRUMENT ISOLATION | no data | CND | PD-030B | OPEN | CLOSED | Water | 0.5" | no data
02-VCND160 | Hood Spray and Gland Steam attemperator | ST upper East | Attemperator | CONDENSATE IRON FILTER BYPASS VALVE ISOLATION | no data | CND | PD-052B | OPEN | CLOSED | Water | 12" | no data
02-VCND162 | CRH ventilator spray Flow transmitter (2) valves | ST upper East | Attemperator | INSTRUMENT ISOLATION | no data | CND | PD-030B | OPEN | CLOSED | Water | 0.5" | no data
02-VCND163 | Hood Spray and Gland Steam attemperator | ST upper East | Attemperator | CONDENSATE IRON FILTER BYPASS VALVE ISOLATION | no data | CND | PD-052B | OPEN | CLOSED | Water | 12" | no data
02-VCND164 | Hood Spray and Gland Steam attemperator | ST upper East | Attemperator | INSTRUMENT ISOLATION | no data | CND | PD-051B | OPEN | CLOSED | Water | 0.75" | no data
02-VCND165 | Hood Spray and Gland Steam attemperator | ST upper East | Attemperator | STRAINER VENT VALVE | no data | CND | PD-051B | CLOSED | OPEN | Water | 0.5" | no data
02-VCND166 | Hood Spray and Gland Steam attemperator | ST upper East | Attemperator | STRAINER DRAIN | no data | CND | PD-051B | CLOSED | OPEN | Water | 2" | no data
02-VCND167 | Hood Spray and Gland Steam attemperator | ST upper East | Attemperator | DRAIN VALVE | no data | CND | PD-051B | CLOSED | OPEN | Water | 0.75" | no data
02-VCND168 | Hood Spray and Gland Steam attemperator | ST upper East | Attemperator | STRAINER VENT VALVE | no data | CND | PD-051B | CLOSED | OPEN | Water | 0.5" | no data
02-VCND169 | LP Bypass spray flow transmitter (2) valves | ST upper East | Attemperator | INSTRUMENT ISOLATION | no data | CND | PD-040B | OPEN | CLOSED | Water | 0.5" | no data
02-VCND170 | HRH spray flow transmitter (4) valves | ST upper East | Attemperator | INSTRUMENT ISOLATION | no data | CND | PD-034B | OPEN | CLOSED | Water | 0.5" | no data
02-VCND171 | Hood Spray and Gland Steam attemperator | ST upper East | Attemperator | STRAINER DRAIN | no data | CND | PD-051B | CLOSED | OPEN | Water | 2" | no data
02-VCND172 | Hood Spray and Gland Steam attemperator | ST upper East | Attemperator | CONDENSATE IRON FILTER MANUAL ISOLATION | no data | CND | PD-052B | OPEN | CLOSED | Water | 12" | no data
02-VCND173 | Hood Spray and Gland Steam attemperator | ST upper East | Attemperator | STRAINER DRAIN | no data | CND | PD-051B | CLOSED | OPEN | Water | 2" | no data
02-VCND174 | Hood Spray and Gland Steam attemperator | ST upper East | Attemperator | CONDENSATE IRON FILTER MANUAL ISOLATION | no data | CND | PD-052B | OPEN | CLOSED | Water | 12" | no data
02-VCND175 | Hood Spray and Gland Steam attemperator | ST upper East | Attemperator | INSTRUMENT ISOLATION | no data | CND | PD-052B | OPEN | CLOSED | Water | 0.5" | no data
02-VCND176 | Hood Spray and Gland Steam attemperator | ST upper East | Attemperator | STRAINER DRAIN | no data | CND | PD-051B | CLOSED | OPEN | Water | 2" | no data
02-VCND177 | Hood Spray and Gland Steam attemperator | ST upper East | Attemperator | IRON FILTER VENT | no data | CND | PD-052B | OPEN | CLOSED | Water | 0.75" | no data
02-VCND178 | Hood Spray and Gland Steam attemperator | ST upper East | Attemperator | STRAINER DRAIN | no data | CND | PD-051B | CLOSED | OPEN | Water | 2" | no data
02-VCND179 | Hood Spray and Gland Steam attemperator | ST upper East | Attemperator | INSTRUMENT ISOLATION | no data | CND | PD-051B | OPEN | CLOSED | Water | 0.75" | no data
02-VCND180 | Hood Spray and Gland Steam attemperator | ST upper East | Attemperator | INSTRUMENT ISOLATION | no data | CND | PD-052B | OPEN | CLOSED | Water | 0.75" | no data
TagNumber | no data | no data | no data | Description | no data | System | P&ID | no data | no data | Working Fluid | Size (in) | no data
02-VCND181 | Hood Spray and Gland Steam attemperator | ST upper East | Attemperator | INSTRUMENT ISOLATION | no data | CND | PD-051B | OPEN | CLOSED | Water | 0.75" | no data
02-VCND182 | Hood Spray and Gland Steam attemperator | ST upper East | Attemperator | VENT VALVE | no data | CND | PD-052B | CLOSED | OPEN | Water | 2" | no data
02-VCND183 | Hood Spray and Gland Steam attemperator | ST upper East | Attemperator | INSTRUMENT ISOLATION | no data | CND | PD-051B | OPEN | CLOSED | Water | 0.75" | no data
02-VCND184 | Hood Spray and Gland Steam attemperator | ST upper East | Attemperator | INSTRUMENT ISOLATION | no data | CND | PD-052B | OPEN | CLOSED | Water | 0.75" | no data
02-VCND185 | Hood Spray and Gland Steam attemperator | ST upper East | Attemperator | CND PUMP DISCHARGE CHECK VALVE | no data | CND | PD-051B | OPEN | CLOSED | Water | 10" | no data
02-VCND186 | Hood spray vent | ST upper East | Attemperator | VENT VALVE | no data | CND | PD-052B | CLOSED | OPEN | Water | 0.75" | no data
02-VCND187 | Hood Spray and Gland Steam attemperator | ST upper East | Attemperator | INSTRUMENT ISOLATION | no data | CND | PD-052B | OPEN | CLOSED | Water | 0.75" | no data
02-VCND188 | Hood Spray and Gland Steam attemperator | ST upper East | Attemperator | DRAIN VALVE | no data | CND | PD-052B | CLOSED | OPEN | Water | 0.75" | no data
02-VCND189 | Hood Spray and Gland Steam attemperator | ST upper East | Attemperator | DRAIN VALVE | no data | CND | PD-051B | CLOSED | OPEN | Water | 0.75" | no data
02-VCND190 | Hood Spray and Gland Steam attemperator | ST upper East | Attemperator | INSTRUMENT ISOLATION | no data | CND | PD-052B | OPEN | CLOSED | Water | 0.5" | no data
02-VCND191 | Hood Spray and Gland Steam attemperator | ST upper East | Attemperator | STRAINER VENT | no data | CND | PD-051B | CLOSED | OPEN | Water | 0.5" | no data
02-VCND192 | Hood Spray and Gland Steam attemperator | ST upper East | Attemperator | INSTRUMENT ISOLATION | no data | CND | PD-051B | OPEN | CLOSED | Water | 0.75" | no data
02-VCND193 | Hood Spray and Gland Steam attemperator | ST upper East | Attemperator | INSTRUMENT ISOLATION | no data | CND | PD-052B | OPEN | CLOSED | Water | 0.75" | no data
02-VCND194 | Hood Spray and Gland Steam attemperator | ST upper East | Attemperator | CND PUMP DISCHARGE ISOLATION | no data | CND | PD-051B | OPEN | CLOSED | Water | 10" | no data
02-VCND195 | Hood Spray and Gland Steam attemperator | ST upper East | Attemperator | DRAIN VALVE | no data | CND | PD-053B | CLOSED | OPEN | Water | 0.75" | no data
02-VCND196 | Hood Spray and Gland Steam attemperator | ST upper East | Attemperator | DRAIN VALVE | no data | CND | PD-051B | CLOSED | OPEN | Water | 0.75" | no data
02-VCND197 | 2C cooler drain | HRSG SE | ECA | DRAIN VALVE | no data | CND | PD-054B | CLOSED | OPEN | Water | 0.75" | no data
02-VCND198 | Hood Spray and Gland Steam attemperator | ST upper East | Attemperator | HP DRAINS TANK QUENCH SPRAY VALVE ISOLATION | no data | CND | PD-304B | OPEN | CLOSED | Water | 3" | no data
02-VCND200 | Hood Spray and Gland Steam attemperator | ST upper East | Attemperator | DRAIN VALVE | no data | CND | PD-304B | CLOSED | OPEN | Water | 0.75" | no data
02-VCND201 | Gland steam attemperator isolation | ST upper East | Attemperator | GLAND STEAM DSH SPRAY ISOLATION | no data | CND | PD-300B | OPEN | CLOSED | Water | 1" | no data
02-VCND207 | Gland steam attemperator flow transmitter (2) valves | ST upper East | Attemperator | VENT VALVE | no data | CND | PD-300B | OPEN | CLOSED | Water | 0.5" | no data
02-VCND209 | Gland steam attemperator flow transmitter (2) valves | ST upper East | Attemperator | VENT VALVE | no data | CND | PD-300B | OPEN | CLOSED | Water | 0.5" | no data
02-VCND210 | 2C cooler vent | HRSG SE | ECA | VENT VALVE | no data | CND | PD-054B | CLOSED | OPEN | Water | 0.75" | no data
02-VCND211 | Gland steam attemperator drain | ST upper East | Attemperator | DRAIN VALVE | no data | CND | PD-300B | CLOSED | OPEN | Water | 0.75" | no data
02-VCND212 | Gland steam attemperator isolation | ST upper East | Attemperator | GLAND STEAM DSH SPRAY SUPPLY ISOLATION | no data | CND | PD-300B | OPEN | CLOSED | Water | 1" | no data
02-VCND213 | Hood Spray and Gland Steam attemperator | ST upper East | Attemperator | GLAND STEAM DSH SPRAY CHECK | no data | CND | PD-300B | OPEN | CLOSED | Water | 1" | no data
02-VCND214 | Hood Spray and Gland Steam attemperator | ST upper East | Attemperator | LP DRAINS TANK SPRAY SUPPLY CV ISOLATION | no data | CND | PD-305B | OPEN | CLOSED | Water | 2.5" | no data
02-VCND215 | Hood Spray and Gland Steam attemperator | ST upper East | Attemperator | DRAIN VALVE | no data | CND | PD-305B | CLOSED | OPEN | Water | 0.75" | no data
02-VCND221 | LP Bypass spray isolation | ST upper East | Attemperator | LP BYPASS SPRAY SUPPLY ISOLATION | no data | CND | PD-052B | OPEN | CLOSED | Water | 1.5" | no data
02-VCND223 | CRH ventilator spray isolation | ST upper East | Attemperator | CND TO CRH VENTILATOR SPRAY ISOLATION | no data | CND | PD-052B | OPEN | CLOSED | Water | 3" | no data
02-VCND224 | HRH spray isolation | ST upper East | Attemperator | HRH BYPASS SPRAY SUPPLY ISOLATION | no data | CND | PD-052B | OPEN | CLOSED | Water | 6" | no data
02-VCND225 | Hood Spray and Gland Steam attemperator | ST upper East | Attemperator | CND STRAINER ISOLATION | no data | CND | PD-052B | OPEN | CLOSED | Water | 8" | no data
02-VCND226 | Hood Spray and Gland Steam attemperator | ST upper East | Attemperator | STRAINER DRAIN | no data | CND | PD-052B | CLOSED | OPEN | Water | 1.5" | no data
02-VCND227 | Hood Spray and Gland Steam attemperator | ST upper East | Attemperator | CND STRAINER ISOLATION | no data | CND | PD-052B | OPEN | CLOSED | Water | 8" | no data
02-VCND228 | Hood Spray and Gland Steam attemperator | ST upper East | Attemperator | CND STRAINER ISOLATION | no data | CND | PD-052B | OPEN | CLOSED | Water | 8" | no data
02-VCND229 | Hood Spray and Gland Steam attemperator | ST upper East | Attemperator | STRAINER DRAIN VALVE | no data | CND | PD-052B | CLOSED | OPEN | Water | 1.5" | no data
02-VCND230 | Hood Spray and Gland Steam attemperator | ST upper East | Attemperator | CND STRAINER ISOLATION | no data | CND | PD-052B | OPEN | CLOSED | Water | 8" | no data
02-VCND231 | Hood Spray and Gland Steam attemperator | ST upper East | Attemperator | STRAINER VENT VALVE | no data | CND | PD-052B | CLOSED | OPEN | Water | 1.5" | no data
02-VCND232 | Hood Spray and Gland Steam attemperator | ST upper East | Attemperator | STRAINER VENT VALVE | no data | CND | PD-052B | CLOSED | OPEN | Water | 1.5" | no data
02-VCND233 | Hood Spray and Gland Steam attemperator | ST upper East | Attemperator | INSTRUMENT ISOLATION | no data | CND | PD-052B | OPEN | CLOSED | Water | 0.75" | no data
02-VCND234 | Hood Spray and Gland Steam attemperator | ST upper East | Attemperator | INSTRUMENT ISOLATION | no data | CND | PD-052B | OPEN | CLOSED | Water | 0.75" | no data
02-VCND235 | Hood Spray and Gland Steam attemperator | ST upper East | Attemperator | DEMIN FILL TO CND CHECK | no data | CND | PD-052B | OPEN | CLOSED | Water | 3" | no data
02-VCND236 | Hood Spray and Gland Steam attemperator | ST upper East | Attemperator | DEMIN FILL TO CND STOP CHECK | no data | CND | PD-052B | OPEN | CLOSED | Water | 3" | no data
02-VCND237 | Hood Spray and Gland Steam attemperator | ST upper East | Attemperator | DRAIN/HYDRO FILL VALVE | no data | CND | PD-052B | CLOSED | OPEN | Water | 0.75" | no data
02-VCND238 | Hood Spray and Gland Steam attemperator | ST upper East | Attemperator | DEMIN FILL TO CND ISOLATION | no data | CND | PD-052B | OPEN | CLOSED | Water | 3" | no data
02-VCND239 | Hood Spray and Gland Steam attemperator | ST upper East | Attemperator | ECA COOLER PUMP DISCHARGE CHECK | no data | CND | PD-054B | OPEN | CLOSED | Water | 6" | no data
02-VCND240 | ECA cooler pressure transmitter | HRSG SE | ECA | INSTRUMENT ISOLATION | no data | CND | PD-054B | OPEN | CLOSED | Water | 0.75" | no data
02-VCND241 | Hood Spray and Gland Steam attemperator | ST upper East | Attemperator | ECA COOLER PUMP DISCHARGE CHECK | no data | CND | PD-054B | OPEN | CLOSED | Water | 6" | no data
02-VCND242 | Hood Spray and Gland Steam attemperator | ST upper East | Attemperator | ECA COOLING LOOP SUPPLY CHECK | no data | CND | PD-054B | OPEN | CLOSED | Water | 6" | no data
02-VCND243 | Isolation to 3-way valve | HRSG SE | ECA | ECA COOLING LOOP MANUAL FLOW THROTTLING VALVE | no data | CND | PD-054B | OPEN | CLOSED | Water | 6" | no data
02-VCND244 | Hood Spray and Gland Steam attemperator | ST upper East | Attemperator | STEAM DRAINS PUMP SEAL WATER SUPPLY ISOLATION | no data | CND | PD-306B | OPEN | CLOSED | Water | 0.5" | no data
02-VCND245 | Hood Spray and Gland Steam attemperator | ST upper East | Attemperator | STEAM DRAINS PUMP SEAL WATER SUPPLY THROTTLING VALVE | no data | CND | PD-306B | OPEN | CLOSED | Water | 0.5" | no data
02-VCND247 | Hood Spray and Gland Steam attemperator | ST upper East | Attemperator | INSTRUMENT ISOLATION | no data | CND | PD-306B | OPEN | CLOSED | Water | 0.5" | no data
02-VCND248 | Hood Spray and Gland Steam attemperator | ST upper East | Attemperator | STEAM DRAINS PUMP SEAL WATER SUPPLY CHECK | no data | CND | PD-306B | OPEN | CLOSED | Water | 0.5" | no data
02-VCND258 | Hood Spray and Gland Steam attemperator | ST upper East | Attemperator | VENT VALVE | no data | CND | PD-050B | CLOSED | OPEN | Water | 0.75" | no data
02-VCND259 | Hood Spray and Gland Steam attemperator | ST upper East | Attemperator | DRAIN VALVE | no data | CND | PD-050B | CLOSED | OPEN | Water | 0.75" | no data
02-VCND260 | HRH spray dray (OUTSIDE DECK) | ST upper East (OUTSIDE DECK) | Attemperator | DRAIN VALVE | no data | CND | PD-034B | CLOSED | OPEN | Water | 0.75" | no data
02-VCND261 | Hood Spray and Gland Steam attemperator | ST upper East | Attemperator | LP DRAINS TANK QUENCH TCV ISOLATION | no data | CND | PD-305B | OPEN | CLOSED | Water | 2.5" | no data
02-VCND262 | Hood Spray and Gland Steam attemperator | ST upper East | Attemperator | LP DRAINS TANK QUENCH TCV BYPASS VALVE | no data | CND | PD-305B | CLOSED | OPEN | Water | 2" | no data
02-VCND271 | Hood spray strainer drain | ST upper East | Attemperator | STRAINER DRAIN | no data | CND | PD-052B | CLOSED | OPEN | Water | 0.5" | no data
02-VCND272 | Hood Spray and Gland Steam attemperator | ST upper East | Attemperator | STEAM DRAINS PUMP SEAL WATER SUPPLY THROTTLING VALVE | no data | CND | PD-306B | OPEN | CLOSED | Water | 0.5" | no data
02-VCND273 | Hood Spray and Gland Steam attemperator | ST upper East | Attemperator | VENT VALVE | no data | CND | PD-306B | CLOSED | OPEN | Water | 0.5" | no data
02-VCND274 | Hood Spray and Gland Steam attemperator | ST upper East | Attemperator | INSTRUMENT ISOLATION | no data | CND | PD-306B | OPEN | CLOSED | Water | 0.5" | no data
02-VCND275 | Hood Spray and Gland Steam attemperator | ST upper East | Attemperator | INSTRUMENT ISOLATION | no data | CND | PD-306B | OPEN | CLOSED | Water | 0.5" | no data
TagNumber | no data | no data | no data | Description | no data | System | P&ID | no data | no data | Working Fluid | Size (in) | no data
02-VCND277 | Hood Spray and Gland Steam attemperator | ST upper East | Attemperator | STEAM DRAINS PUMP SEAL WATER SUPPLY CHECK | no data | CND | PD-306B | OPEN | CLOSED | Water | 0.5" | no data
02-VCND278 | Hood Spray and Gland Steam attemperator | ST upper East | Attemperator | INSTRUMENT ISOLATION | no data | CND | PD-306B | OPEN | CLOSED | Water | 0.5" | no data
02-VCND279 | Hood Spray and Gland Steam attemperator | ST upper East | Attemperator | STEAM DRAINS PUMP SEAL WATER SUPPLY THROTTLING VALVE | no data | CND | PD-306B | OPEN | CLOSED | Water | 0.5" | no data
02-VCND280 | Hood Spray and Gland Steam attemperator | ST upper East | Attemperator | STEAM DRAINS PUMP SEAL WATER SUPPLY ISOLATION | no data | CND | PD-306B | OPEN | CLOSED | Water | 0.5" | no data
02-VCND301 | HRH spray flow transmitter (4) valves | ST upper East | Attemperator | INSTRUMENT ISOLATION | no data | CND | PD-034B | OPEN | CLOSED | Water | 0.5" | no data
02-VCND302 | HRH spray flow transmitter (4) valves | ST upper East | Attemperator | INSTRUMENT ISOLATION | no data | CND | PD-034B | OPEN | CLOSED | Water | 0.5" | no data
02-VCND307 | HRH spray vent | ST upper East | Attemperator | VENT VALVE | no data | CND | PD-034B | CLOSED | OPEN | Water | 0.75" | no data
02-VCND308 | Hood Spray and Gland Steam attemperator | ST upper East | Attemperator | INSTRUMENT ISOLATION | no data | CND | PD-052B | OPEN | CLOSED | Water | 0.5" | no data
02-VCND309 | Hood Spray and Gland Steam attemperator | ST upper East | Attemperator | LP ECONOMIZER BYPASS CV ISOLATION | no data | CND | PD-053B | OPEN | CLOSED | Water | 8" | no data
02-VCND311 | ECA pump"A" suction valve | HRSG SE | ECA | ECA COOLER PUMP SUCTION ISOLATION | no data | CND | PD-054B | OPEN | CLOSED | Water | 6" | no data
02-VCND312 | ECA pump"B" DP | HRSG SE | ECA | INSTRUMENT ISOLATION | no data | CND | PD-054B | OPEN | CLOSED | Water | 0.75" | no data
02-VCND313 | ECA pump"B" suction valve | HRSG SE | ECA | ECA COOLER PUMP SUCTION ISOLATION | no data | CND | PD-054B | OPEN | CLOSED | Water | 6" | no data
02-VCND314 | ECA pump"B" discharge valve | HRSG SE | ECA | ECA COOLER PUMP DISCHARGE ISOLATION | no data | CND | PD-054B | OPEN | CLOSED | Water | 6" | no data
02-VCND315 | ECA pump"B" DP | HRSG SE | ECA | INSTRUMENT ISOLATION | no data | CND | PD-054B | OPEN | CLOSED | Water | 0.75" | no data
02-VCND320 | Hood Spray and Gland Steam attemperator | ST upper East | Attemperator | STRAINER VENT VALVE | no data | CND | PD-051B | CLOSED | OPEN | Water | 0.5" | no data
02-VCND321 | Curtain spray flow transmitter (2) valves | ST upper East | Attemperator | INSTRUMENT ISOLATION | no data | CND | PD-052B | OPEN | CLOSED | Water | 0.5" | no data
02-VCND322 | Curtain spray flow transmitter (2) valves | ST upper East | Attemperator | INSTRUMENT ISOLATION | no data | CND | PD-052B | OPEN | CLOSED | Water | 0.5" | no data
02-VCND323 | Hood Spray and Gland Steam attemperator | ST upper East | Attemperator | CONDENSATE RECIRC STRAINER ISOLATION | no data | CND | PD-053B | OPEN | CLOSED | Water | 8" | no data
02-VCND324 | Curtain spray FCV isolation valves (2) | ST upper East | Attemperator | ACC CURTAIN SPRAY CV ISOLATION | no data | CND | PD-052B | OPEN | CLOSED | Water | 4" | no data
02-VCND326 | Curtain spray FCV isolation valves (2) | ST upper East | Attemperator | ACC CURTAIN SPRAY CV ISOLATION | no data | CND | PD-052B | OPEN | CLOSED | Water | 4" | no data
02-VCND327 | Curtain spray FCV bypass valve | ST upper East | Attemperator | ACC CURTAIN SPRAY CV BYPASS VALVE | no data | CND | PD-052B | OPEN | CLOSED | Water | 2" | no data
02-VCND328 | Curtain spray PIT | ST upper East | Attemperator | INSTRUMENT ISOLATION | no data | CND | PD-052B | OPEN | CLOSED | Water | 0.75" | no data
02-VCND329 | Hood Spray and Gland Steam attemperator | ST upper East | Attemperator | CONDENSATE PUMP DISCHARGE ISOLATION | no data | CND | PD-051B | OPEN | CLOSED | Water | 10" | no data
02-VCND330 | Hood Spray and Gland Steam attemperator | ST upper East | Attemperator | STRAINER VENT VALVE | no data | CND | PD-051B | CLOSED | OPEN | Water | 0.5" | no data
02-VCND333 | Hood Spray and Gland Steam attemperator | ST upper East | Attemperator | CND PUMP VENT VALVE | no data | CND | PD-051B | CLOSED | OPEN | Water | 1" | no data
02-VCND335 | Pressure transmitter | HRSG SE | ECA | INSTRUMENT ISOLATION | no data | CND | PD-054B | OPEN | CLOSED | Water | 0.75" | no data
02-VCND337 | LP economizer pressure transmitters | HRSG lower NW | no data | INSTRUMENT ISOLATION | no data | CND | PD-053B | OPEN | CLOSED | Water | 0.75" | no data
02-VCND338 | LP economizer pressure transmitters | HRSG lower NW | no data | INSTRUMENT ISOLATION | no data | CND | PD-053B | OPEN | CLOSED | Water | 0.75" | no data
02-VCND339 | Hood Spray and Gland Steam attemperator | ST upper East | Attemperator | INSTRUMENT ISOLATION | no data | CND | PD-053B | OPEN | CLOSED | Water | 0.75" | no data
02-VCND340 | Isolation after FCV | HRSG SE | ECA | ECA COOLER LOOP RETURN VALVE ISOLATION | no data | CND | PD-054B | OPEN | CLOSED | Water | 6" | no data
02-VCND341 | ECA cooler drain | HRSG SE | ECA | DRAIN VALVE | no data | CND | PD-054B | CLOSED | OPEN | Water | 0.75" | no data
02-VCND342 | ECA pump"A" DP | HRSG SE | ECA | INSTRUMENT ISOLATION | no data | CND | PD-054B | OPEN | CLOSED | Water | 0.75" | no data
02-VCND343 | To condensate system isolation | HRSG SE | ECA | ECA COOLER LOOP RETURN VALVE ISOLATION | no data | CND | PD-054B | OPEN | CLOSED | Water | 6" | no data
02-VCND344 | ECA cooler pressure transmitter | HRSG SE | ECA | INSTRUMENT ISOLATION | no data | CND | PD-054B | OPEN | CLOSED | Water | 0.75" | no data
02-VCND348 | Drain after FCV | HRSG SE | ECA | DRAIN VALVE | no data | CND | PD-054B | CLOSED | OPEN | Water | 0.75" | no data
02-VCND349 | Drain before FCV | HRSG SE | ECA | DRAIN VALVE | no data | CND | PD-054B | CLOSED | OPEN | Water | 0.75" | no data
02-VCND352 | To ECA isolation | HRSG SE | ECA | ECA COOLER LOOP SUPPLY VALVE ISOLATION | no data | CND | PD-054B | OPEN | CLOSED | Water | 6" | no data
02-VCND357 | ECA pump"A" DP | HRSG SE | ECA | INSTRUMENT ISOLATION | no data | CND | PD-054B | OPEN | CLOSED | Water | 0.75" | no data
02-VCND359 | ECA pump"A" discharge valve | HRSG SE | ECA | ECA COOLER PUMP DISCHARGE ISOLATION | no data | CND | PD-054B | OPEN | CLOSED | Water | 6" | no data
02-VCND360 | Hood Spray and Gland Steam attemperator | ST upper East | Attemperator | STRAINER VENT VALVE | no data | CND | PD-051B | CLOSED | OPEN | Water | 0.5" | no data
02-VCND361 | Hood Spray and Gland Steam attemperator | ST upper East | Attemperator | STRAINER DRAIN VALVE | no data | CND | PD-051B | CLOSED | OPEN | Water | 2" | no data
02-VCND362 | Hood Spray and Gland Steam attemperator | ST upper East | Attemperator | IRON FILTER DRAIN VALVE | no data | CND | PD-052B | CLOSED | OPEN | Water | 0.75" | no data
02-VCND363 | CRH ventilator spray drain (OUTSIDE DECK) | ST upper East (OUTSIDE DECK) | Attemperator | DRAIN VALVE | no data | CND | PD-030B | CLOSED | OPEN | Water | 0.75" | no data
02-VCND366 | Hood Spray and Gland Steam attemperator | ST upper East | Attemperator | HP DRAINS TANK QUENCH TCV BYPASS VALVE | no data | CND | PD-304B | CLOSED | OPEN | Water | 1.5" | no data
02-VCND367 | Hood Spray and Gland Steam attemperator | ST upper East | Attemperator | HP DRAINS TANK QUENCH TCV ISOLATION | no data | CND | PD-304B | OPEN | CLOSED | Water | 3" | no data
02-VCND375 | Condensate header pressure transmitters | HRSG lower NW | no data | INSTRUMENT ISOLATION | no data | CND | PD-053B | OPEN | CLOSED | Water | 0.75" | no data
02-VCND376 | Hood Spray and Gland Steam attemperator | ST upper East | Attemperator | VENT VALVE | no data | CND | PD-053B | CLOSED | OPEN | Water | 0.75" | no data
02-VCND377 | Hood Spray and Gland Steam attemperator | ST upper East | Attemperator | DRAIN VALVE | no data | CND | PD-053B | CLOSED | OPEN | Water | 0.75" | no data
02-VCND378 | Hood Spray and Gland Steam attemperator | ST upper East | Attemperator | VENT VALVE | no data | CND | PD-053B | CLOSED | OPEN | Water | 0.75" | no data
02-VCND379 | Hood Spray and Gland Steam attemperator | ST upper East | Attemperator | VENT VALVE | no data | CND | PD-053B | CLOSED | OPEN | Water | 0.75" | no data
02-VCND380 | Hood Spray and Gland Steam attemperator | ST upper East | Attemperator | DRAIN VALVE | no data | CND | PD-034B | CLOSED | OPEN | Water | 0.75" | no data
02-VCND381 | Hood Spray and Gland Steam attemperator | ST upper East | Attemperator | VENT VALVE | no data | CND | PD-034B | CLOSED | OPEN | Water | 0.75" | no data
02-VCND400 | Hood Spray and Gland Steam attemperator | ST upper East | Attemperator | VENT VALVE | no data | CND | PD-052B | CLOSED | OPEN | Water | 1" | no data
02-VCND401 | Hood Spray and Gland Steam attemperator | ST upper East | Attemperator | VENT | no data | CND | PD-052B | CLOSED | OPEN | Water | 1" | no data
02-VCND402 | Hood Spray and Gland Steam attemperator | ST upper East | Attemperator | DRAIN VALVE | no data | CND | PD-052B | CLOSED | OPEN | Water | 1" | no data
02-VCND403 | Hood Spray and Gland Steam attemperator | ST upper East | Attemperator | DRAIN VALVE | no data | CND | PD-052B | CLOSED | OPEN | Water | 1" | no data
02-VCND404 | Hood Spray and Gland Steam attemperator | ST upper East | Attemperator | VENT VALVE | no data | CND | PD-053B | CLOSED | OPEN | Water | 0.5" | no data
02-VCND405 | Curtain spray vent | ST upper East | Attemperator | VENT VALVE | no data | CND | PD-053B | CLOSED | OPEN | Water | 0.75" | no data
02-VCND406 | Gland steam attemperator strainer drain | ST upper East | Attemperator | STRAINER DRAIN VALVE | no data | CND | PD-300B | CLOSED | OPEN | Water | 0.75" | no data
02-VCND407 | ECA cooler vent | HRSG SE | ECA | VENT VALVE | no data | CND | PD-054B | CLOSED | OPEN | Water | 0.75" | no data
02-VCND408 | ECA drain | HRSG SE | ECA | DRAIN VALVE | no data | CND | PD-054B | CLOSED | OPEN | Water | 0.75" | no data
02-VCND410 | Vent after FCV | HRSG SE | ECA | VENT VALVE | no data | CND | PD-054B | CLOSED | OPEN | Water | 0.75" | no data
02-VCND411 | ECA pump discharge vent | HRSG SE | ECA | VENT VALVE | no data | CND | PD-054B | CLOSED | OPEN | Water | 0.75" | no data
02-VCND420 | Hood Spray and Gland Steam attemperator | ST upper East | Attemperator | ECA COOLER PUMP DRAIN | no data | CND | PD-054B | CLOSED | OPEN | Water | 0.75" | no data
TagNumber | no data | no data | no data | Description | no data | System | P&ID | no data | no data | Working Fluid | Size (in) | no data
02-VCND421 | Hood Spray and Gland Steam attemperator | ST upper East | Attemperator | ECA COOLER PUMP DRAIN | no data | CND | PD-054B | CLOSED | OPEN | Water | 0.75" | no data
02-VCND576 | Hood Spray and Gland Steam attemperator | ST upper East | Attemperator | DRAIN VALVE | no data | CND | PD-053B | CLOSED | OPEN | Water | 0.75" | no data
02-VCND577 | Hood Spray and Gland Steam attemperator | ST upper East | Attemperator | DRAIN | no data | CND | PD-053B | CLOSED | OPEN | Water | 0.75" | no data
02-VCRH101 | HP turbine exhaust Drip Leg Level Switche drains | ST lower East | no data | CRH TO AXS BLOCK/CONTROL VALVE DRAIN VALVE | no data | CRH | PD-030B | CLOSED | OPEN | Steam | 0.75" | no data
02-VCRH102 | Ventilator line PITs | ST lower | no data | PIT CONNECTION ROOT VALVE | no data | CRH | PD-030B | OPEN | CLOSED | Steam | 0.75" | no data
02-VCRH103 | Ventilator line PITs | ST lower | no data | PIT CONNECTION BLOCK VALVE | no data | CRH | PD-030B | OPEN | CLOSED | Steam | 0.75" | no data
02-VCRH104 | CRH Drip Leg Level Switches | ST lower East | no data | DRIP LEG LS ROOT VALVE | no data | CRH | PD-030B | OPEN | CLOSED | Steam | 1" | no data
02-VCRH105 | CRH Drip Leg Level Switches | ST lower East | no data | DRIP LEG LS ROOT VALVE | no data | CRH | PD-030B | OPEN | CLOSED | Steam | 1" | no data
02-VCRH106 | CRH Drip Leg Level Switches | ST lower East | no data | DRIP LEG LS ROOT VALVE | no data | CRH | PD-030B | OPEN | CLOSED | Steam | 1" | no data
02-VCRH107 | CRH Drip Leg Level Switches | ST lower East | no data | DRIP LEG LS ROOT VALVE | no data | CRH | PD-030B | OPEN | CLOSED | Steam | 1" | no data
02-VCRH108 | HP turbine exhaust Drip Leg Level Switches | ST lower East | no data | DRIP LEG LS ROOT VALVE | no data | CRH | PD-030B | OPEN | CLOSED | Steam | 1" | no data
02-VCRH109 | HP turbine exhaust Drip Leg Level Switches | ST lower East | no data | DRIP LEG LS ROOT VALVE | no data | CRH | PD-030B | OPEN | CLOSED | Steam | 1" | no data
02-VCRH110 | HP turbine exhaust Drip Leg Level Switches | ST lower East | no data | DRIP LEG LS ROOT VALVE | no data | CRH | PD-030B | OPEN | CLOSED | Steam | 1" | no data
02-VCRH111 | CRH header Drip Leg AOV iso | Pipe Rack 2nd | HRSG/ST | DRIP LEG DRAIN | no data | CRH | PD-031B | CLOSED | OPEN | Steam | 2" | no data
02-VCRH112 | HP turbine exhaust Drip Leg Level Switches | ST lower East | no data | DRIP LEG LS VENT/DRAIN VALVE | no data | CRH | PD-030B | OPEN | CLOSED | Steam | 1" | no data
02-VCRH115 | CRH header vent | Pipe Rack 2nd | HRSG/ST | HYDRO/VENT CONNECTION VALVE | no data | CRH | PD-031B | CLOSED | OPEN | Steam | 0.75" | no data
02-VCRH117 | CRH header Drip Leg Level Switches | Pipe Rack 2nd | HRSG/ST | DRIP LEG LS ROOT VALVE | no data | CRH | PD-031B | OPEN | CLOSED | Steam | 1" | no data
02-VCRH120 | CRH TO AXS VENT VALVE | U2 3RD LEVEL PIPE RACK | no data | CRH TO AXS VENT VALVE | no data | CRH | PD-124B | CLOSED | OPEN | Steam | 0.75" | no data
02-VCRH121 | CRH TO AXS VENT VALVE | U2 3RD LEVEL PIPE RACK | no data | CRH TO AXS VENT VALVE | no data | CRH | PD-124B | CLOSED | OPEN | Steam | 0.75" | no data
02-VCRH122 | CRH header Drip Leg Level Switches | Pipe Rack 2nd | HRSG/ST | DRIP LEG LS ROOT VALVE | no data | CRH | PD-031B | OPEN | CLOSED | Steam | 1" | no data
02-VCRH123 | CRH Drip Leg Level Switche drains | ST lower East | no data | DRIP LEG LS VENT/DRAIN VALVE | no data | CRH | PD-030B | CLOSED | OPEN | Steam | 0.75" | no data
02-VCRH124 | CRH header Drip Leg Level Switche drains | Pipe Rack 2nd | HRSG/ST | DRIP LEG LS VENT/DRAIN VALVE | no data | CRH | PD-031B | CLOSED | OPEN | Steam | 0.75" | no data
02-VCRH125 | HP turbine exhaust Drip Leg Level Switche drains | ST lower East | no data | DRIP LEG LS VENT/DRAIN VALVE | no data | CRH | PD-030B | CLOSED | OPEN | Steam | 0.75" | no data
02-VCRH127 | HP turbine exhaust Drip Leg AOV iso | ST lower East | no data | DRIP LEG DRAIN | no data | CRH | PD-030B | OPEN | CLOSED | Steam | 2" | no data
02-VCRH128 | HP turbine exhaust PIT | ST lower East | no data | PIT CONNECTION BLOCK VALVE | no data | CRH | PD-030B | OPEN | CLOSED | Steam | 0.75" | no data
02-VCRH130 | CRH Drip Leg AOV iso | ST lower East | no data | DRIP LEG DRAIN | no data | CRH | PD-030B | OPEN | CLOSED | Steam | 2" | no data
02-VCRH131 | Ventilator CV manual iso. | ST upper East | ST | VENTILATOR VALVE BLOCK VALVE | no data | CRH | PD-030B | OPEN | CLOSED | Steam | 10" | no data
02-VCRH133 | CRH Drip Leg drain | ST lower East | no data | DRIP LEG DRAIN VALVE | no data | CRH | PD-030B | CLOSED | OPEN | Steam | 2" | no data
02-VCRH134 | CRH Drip Leg drain | ST lower East | no data | DRIP LEG DRAIN VALVE | no data | CRH | PD-030B | CLOSED | OPEN | Steam | 2" | no data
02-VCRH135 | CRH Drip Leg drain | ST lower East | no data | DRIP LEG DRAIN VALVE | no data | CRH | PD-030B | CLOSED | OPEN | Steam | 2" | no data
02-VCRH136 | CRH header Drip Leg drain | Pipe Rack 2nd | HRSG/ST | DRIP LEG DRAIN VALVE | no data | CRH | PD-031B | CLOSED | OPEN | Steam | 2" | no data
02-VCRH137 | CRH header Drip Leg Level Switches | Pipe Rack 2nd | HRSG/ST | DRIP LEG LS ROOT VALVE | no data | CRH | PD-031B | OPEN | CLOSED | Steam | 1" | no data
02-VCRH138 | CRH Drip Leg drain | ST lower East | no data | DRIP LEG DRAIN VALVE | no data | CRH | PD-030B | OPEN | CLOSED | Steam | 2" | no data
02-VCRH139 | HP turbine exhaust vent | ST lower East | no data | PTC CONNECTION | no data | CRH | PD-030B | CLOSED | OPEN | Steam | 0.75" | no data
02-VCRH141 | Ventilator line PITs | ST lower | no data | PIT CONNECTION BLOCK VALVE | no data | CRH | PD-030B | OPEN | CLOSED | Steam | 0.75" | no data
02-VCRH142 | Ventilator line PITs | ST lower | no data | PIT CONNECTION BLOCK VALVE | no data | CRH | PD-030B | OPEN | CLOSED | Steam | 0.75" | no data
02-VCRH143 | HP turbine exhaust PIT | ST lower East | no data | PIT CONNECTION BLOCK VALVE | no data | CRH | PD-030B | OPEN | CLOSED | Steam | 0.75" | no data
02-VCRH144 | HP turbine exhaust vent | ST lower East | no data | PIT CONNECTION BLOCK VALVE | no data | CRH | PD-030B | CLOSED | OPEN | Steam | 0.75" | no data
02-VCRH146 | CRH header Drip Leg Level Switches | Pipe Rack 2nd | HRSG/ST | DRIP LEG LS ROOT VALVE | no data | CRH | PD-031B | OPEN | CLOSED | Steam | 1" | no data
02-VCRH147 | CRH header Drip Leg Level Switche drains | Pipe Rack 2nd | HRSG/ST | DRIP LEG LS VENT/DRAIN VALVE | no data | CRH | PD-031B | CLOSED | OPEN | Steam | 0.75" | no data
02-VCRH148 | CRH header PT | Pipe Rack 2nd | HRSG/ST | PT CONNECTION ROOT VALVE | no data | CRH | PD-031B | OPEN | CLOSED | Steam | 0.75" | no data
02-VCRH150 | HP turbine exhaust Drip Leg Level Switche drains | ST lower East | no data | DRIP LEG LS VENT/DRAIN VALVE | no data | CRH | PD-030B | CLOSED | OPEN | Steam | 0.75" | no data
02-VCRH151 | HP turbine exhaust Drip Leg Level Switche drains | ST lower East | no data | DRIP LEG LS VENT/DRAIN VALVE | no data | CRH | PD-030B | CLOSED | OPEN | Steam | 0.75" | no data
02-VCRH154 | CRH Drip Leg Level Switches | ST lower East | no data | DRIP LEG LS ROOT VALVE | no data | CRH | PD-030B | OPEN | CLOSED | Steam | 1" | no data
02-VCRH155 | CRH Drip Leg Level Switches | ST lower East | no data | DRIP LEG LS ROOT VALVE | no data | CRH | PD-030B | OPEN | CLOSED | Steam | 1" | no data
02-VCRH156 | CRH Drip Leg Level Switches | ST lower East | no data | DRIP LEG LS ROOT VALVE | no data | CRH | PD-030B | OPEN | CLOSED | Steam | 1" | no data
02-VCRH157 | CRH Drip Leg Level Switches | ST lower East | no data | DRIP LEG LS ROOT VALVE | no data | CRH | PD-030B | OPEN | CLOSED | Steam | 1" | no data
02-VCRH158 | CRH Drip Leg Level Switche drains | ST lower East | no data | DRIP LEG LS VENT/DRAIN VALVE | no data | CRH | PD-030B | CLOSED | OPEN | Steam | 0.75" | no data
02-VCRH159 | CRH header vent | Pipe Rack 2nd | HRSG/ST | HYDRO/VENT CONNECTION VALVE | no data | CRH | PD-031B | CLOSED | OPEN | Steam | 0.75" | no data
02-VCRH160 | CRH Drip Leg Level Switche drains | ST lower East | no data | DRIP LEG LS VENT/DRAIN VALVE | no data | CRH | PD-030B | CLOSED | OPEN | Steam | 0.75" | no data
02-VCRH161 | CRH Drip Leg Level Switche drains | ST lower East | no data | DRIP LEG LS VENT/DRAIN VALVE | no data | CRH | PD-030B | CLOSED | OPEN | Steam | 0.75" | no data
02-VCRH162 | CRH to Aux steam vent | Pipe Rack 3rd | Aux Steam Header | CRH TO AXS VENT VALVE | no data | CRH | PD-124B | CLOSED | OPEN | Steam | 0.75" | no data
02-VCRH165 | CRH header vent | Pipe Rack 2nd | HRSG/ST | HYDRO/VENT CONNECTION VALVE | no data | CRH | PD-031B | OPEN | CLOSED | Steam | 0.75" | no data
02-VCRH166 | CRH header PT | Pipe Rack 2nd | HRSG/ST | FIT/FE ROOT VALVE | no data | CRH | PD-031B | OPEN | CLOSED | Steam | 0.75" | no data
02-VCRH169 | CRH header Drip Leg Level Switches | Pipe Rack 2nd | HRSG/ST | DRIP LEG LS ROOT VALVE | no data | CRH | PD-031B | OPEN | CLOSED | Steam | 1" | no data
02-VCRH170 | CRH header Drip Leg Level Switches | Pipe Rack 2nd | HRSG/ST | DRIP LEG LS ROOT VALVE | no data | CRH | PD-031B | OPEN | CLOSED | Steam | 1" | no data
02-VCRH171 | CRH header Drip Leg Level Switches | Pipe Rack 2nd | HRSG/ST | DRIP LEG LS ROOT VALVE | no data | CRH | PD-031B | OPEN | CLOSED | Steam | 1" | no data
02-VCRH172 | CRH header Drip Leg Level Switches | Pipe Rack 2nd | HRSG/ST | DRIP LEG LS ROOT VALVE | no data | CRH | PD-031B | OPEN | CLOSED | Steam | 1" | no data
02-VCRH173 | CRH header Drip Leg Level Switche drains | Pipe Rack 2nd | HRSG/ST | DRIP LEG LS VENT/DRAIN VALVE | no data | CRH | PD-031B | CLOSED | OPEN | Steam | 0.75" | no data
02-VCRH174 | CRH header Drip Leg Level Switche drains | Pipe Rack 2nd | HRSG/ST | DRIP LEG LS VENT/DRAIN VALVE | no data | CRH | PD-031B | CLOSED | OPEN | Steam | 0.75" | no data
02-VCRH175 | HP turbine exhaust Drip Leg Level Switches | ST lower East | no data | DRIP LEG LS ROOT VALVE | no data | CRH | PD-030B | OPEN | CLOSED | Steam | 1" | no data
02-VCRH176 | HP turbine exhaust Drip Leg Level Switches | ST lower East | no data | DRIP LEG LS ROOT VALVE | no data | CRH | PD-030B | OPEN | CLOSED | Steam | 1" | no data
02-VCRH177 | HP turbine exhaust Drip Leg Level Switches | ST lower East | no data | DRIP LEG LS ROOT VALVE | no data | CRH | PD-030B | OPEN | CLOSED | Steam | 1" | no data
02-VCRH178 | HP turbine exhaust Drip Leg Level Switches | ST lower East | no data | DRIP LEG LS ROOT VALVE | no data | CRH | PD-030B | OPEN | CLOSED | Steam | 1" | no data
TagNumber | no data | no data | no data | Description | no data | System | P&ID | no data | no data | Working Fluid | Size (in) | no data
02-VCRH180 | CRH TO AXS ISOLATION | U2 3RD LEVEL PIPE RACK | no data | CRH TO AXS ISOLATION | no data | CRH | PD-124B | OPEN | CLOSED | Steam | 3" | no data
02-VCRH181 | CRH TO AXS ISOLATION | U2 3RD LEVEL PIPE RACK | no data | CRH TO AXS ISOLATION | no data | CRH | PD-124B | OPEN | CLOSED | Steam | 4" | no data
02-VCRH182 | CRH to Aux steam vent | Pipe Rack 3rd | Aux Steam Header | CRH TO AXS VENT VALVE | no data | CRH | PD-124B | CLOSED | OPEN | Steam | 0.75" | no data
02-VCRH183 | CRH to Aux steam FC iso (Low flow) | Pipe Rack 3rd | Aux Steam Header | CRH TO AXS ISOLATION | no data | CRH | PD-124B | OPEN | CLOSED | Steam | 4" | no data
02-VCRH184 | CRH to Aux steam FC iso (High flow) | Pipe Rack 3rd | Aux Steam Header | CRH TO AXS ISOLATION | no data | CRH | PD-124B | OPEN | CLOSED | Steam | 6" | no data
02-VCRH185 | CRH header Drip Leg drain | Pipe Rack 2nd | HRSG/ST | DRIP LEG DRAIN | no data | CRH | PD-031B | CLOSED | OPEN | Steam | 2" | no data
02-VCRH186 | CRH header vent | Pipe Rack 2nd | HRSG/ST | HYDRO/VENT CONNECTION VALVE | no data | CRH | PD-031B | CLOSED | OPEN | Steam | 0.75" | no data
02-VCTP101 | UNIT 2 ECA COOLER DRAIN VALVE (B) ISOLATION | U2 ECA COOLER AREA | no data | UNIT 2 ECA COOLER DRAIN VALVE (B) ISOLATION | no data | CTP | PD-335B | OPEN | CLOSED | Air/Water | 1" | no data
02-VCTP102 | DRAIN ISOLATION |  | no data | DRAIN ISOLATION | no data | CTP | PD-336B | CLOSED | OPEN | Air/Water | 0.75" | no data
02-VCTP103 | UNIT 2 BLADE RING DRAIN ISOLATION | U2 TCA COOLER AREA | no data | UNIT 2 BLADE RING DRAIN ISOLATION | no data | CTP | PD-335B | CLOSED | OPEN | Air/Water | 2" | no data
02-VCTP104 | UNIT 2 ECA DRAIN MIST DEPARATOR DRAIN VALVE (B) ISOLATION | U2 ECA COOLER AREA | no data | UNIT 2 ECA DRAIN MIST DEPARATOR DRAIN VALVE (B) ISOLATION | no data | CTP | PD-335B | CLOSED | OPEN | Air/Water | 1" | no data
02-VCTP105 | UNIT 2 BLADE COMBUSTOR ISOLATION | U2 TCA COOLER AREA | no data | UNIT 2 BLADE COMBUSTOR ISOLATION | no data | CTP | PD-335B | OPEN | CLOSED | Air/Water | 1" | no data
02-VCTP106 | UNIT 2 ECA DRAIN MIST DEPARATOR DRAIN VALVE (A) ISOLATION | U2 ECA COOLER AREA | no data | UNIT 2 ECA DRAIN MIST DEPARATOR DRAIN VALVE (A) ISOLATION | no data | CTP | PD-335B | CLOSED | OPEN | Air/Water | 2" | no data
02-VCTP107 | UNIT 2 ECA COOLER DRAIN VALVE (A) ISOLATION | U2 ECA COOLER AREA | no data | UNIT 2 ECA COOLER DRAIN VALVE (A) ISOLATION | no data | CTP | PD-335B | CLOSED | OPEN | Air/Water | 2" | no data
02-VCTP108 | UNIT 2 COOLING AIR COOLER (HIGH TEMP) DRAIN VALVE (B) ISOLATION | U2 TCA COOLER AREA | no data | UNIT 2 COOLING AIR COOLER (HIGH TEMP) DRAIN VALVE (B) ISOLATION | no data | CTP | PD-335B | CLOSED | OPEN | Air/Water | 1" | no data
02-VCTP109 | UNIT 2 COOLING AIR COOLER (HIGH TEMP) DRAIN VALVE (A) ISOLATION | U2 TCA COOLER AREA | no data | UNIT 2 COOLING AIR COOLER (HIGH TEMP) DRAIN VALVE (A) ISOLATION | no data | CTP | PD-335B | CLOSED | OPEN | Air/Water | 2" | no data
02-VCTP110 | UNIT 2 COOLING AIR COOLER (LOW TEMP) DRAIN VALVE (A) ISOLATION | U2 TCA COOLER AREA | no data | UNIT 2 COOLING AIR COOLER (LOW TEMP) DRAIN VALVE (A) ISOLATION | no data | CTP | PD-335B | CLOSED | OPEN | Air/Water | 2" | no data
02-VCTP111 | UNIT 2 COOLING AIR COOLER (LOW TEMP) DRAIN VALVE (B) ISOLATION | U2 TCA COOLER AREA | no data | UNIT 2 COOLING AIR COOLER (LOW TEMP) DRAIN VALVE (B) ISOLATION | no data | CTP | PD-335B | CLOSED | OPEN | Air/Water | 1" | no data
02-VCTP113 | UNIT 2 2C COOLER DRAIN VALVE ISOLATION | U2 2C COOLER AREA | no data | UNIT 2 2C COOLER DRAIN VALVE ISOLATION | no data | CTP | PD-336B | CLOSED | OPEN | Air/Water | 4" | no data
02-VCTP114 | DRAIN ISOLATION | U2 2C COOLER AREA | no data | DRAIN ISOLATION | no data | CTP | PD-334B | CLOSED | OPEN | AIR/OIL | 0.75" | no data
02-VCTP115 | DRAIN ISOLATION | U2 TURBINE EXHAUST AREA (LADDER) | no data | DRAIN ISOLATION | no data | CTP | PD-336B | CLOSED | OPEN | AIR | 0.75" | no data
02-VCTP116 | DRAIN ISOLATION | U2 TURBINE EXHAUST AREA (LADDER) | no data | DRAIN ISOLATION | no data | CTP | PD-336B | CLOSED | OPEN | AIR | 0.75" | no data
02-VCTP117 | COOLING AIR TO FUEL GAS NOZZLE ISOLATION | U2 COOLING AIR N.W. TURBINE BUILDING (LADDER) | no data | COOLING AIR TO FUEL GAS NOZZLE ISOLATION | no data | CTP | PD-336B | OPEN | CLOSED | AIR | 6" | no data
02-VCTP120 | DRAIN ISOLATION |  | no data | DRAIN ISOLATION | no data | CTP | PD-334B | CLOSED | OPEN | AIR/OIL | 0.75" | no data
02-VCTP146 | DRAIN ISOLATION |  | no data | DRAIN ISOLATION | no data | CTP | PD-336B | CLOSED | OPEN | Air/Water | 0.75" | no data
02-VCTP179 | DRAIN ISOLATION |  | no data | DRAIN ISOLATION | no data | CTP | PD-333B | CLOSED | OPEN | Water | 0.75" | no data
02-VCTP180 | DRAIN ISOLATION |  | no data | DRAIN ISOLATION | no data | CTP | PD-333B | CLOSED | OPEN | Water | 0.75" | no data
02-VCTP181 | DRAIN ISOLATION |  | no data | DRAIN ISOLATION | no data | CTP | PD-333B | CLOSED | OPEN | Water | 0.75" | no data
02-VCTP182 | DRAIN ISOLATION |  | no data | DRAIN ISOLATION | no data | CTP | PD-333B | CLOSED | OPEN | Water | 0.75" | no data
02-VCTP183 | DRAIN ISOLATION |  | no data | DRAIN ISOLATION | no data | CTP | PD-333B | CLOSED | OPEN | Water | 0.75" | no data
02-VCTP185 | INSTRUMENT ISOLATION |  | no data | INSTRUMENT ISOLATION | no data | CTP | PD-333B | OPEN | CLOSED | Water | 0.75" | no data
02-VCTP200 | UNIT 2 WATER WASH TANK INLET ISOLATION | U2 SOUTH TURBINE BLDG | no data | UNIT 2 WATER WASH TANK INLET ISOLATION | no data | CTP | PD-332 | OPEN | CLOSED | Water | 10" | no data
02-VCTP219 | INSTRUMENT ISOLATION | U2 SOUTH TURBINE BLDG | no data | INSTRUMENT ISOLATION | no data | CTP | PD-332 | OPEN | CLOSED | Water | 0.75" | no data
02-VCTP221 | UNIT 2 ON LINE WASH SUPPLY ISOLATION AT CT PACKAGE | U2 SOUTH TURBINE BLDG | no data | UNIT 2 ON LINE WASH SUPPLY ISOLATION AT CT PACKAGE | no data | CTP | PD-332 | CLOSED | CLOSED | Water | 2" | no data
02-VCTP223 | UNIT 2 ON LINE WASH CLEANING 3 WAY VALVE | U2 SOUTH TURBINE BLDG | no data | UNIT 2 ON LINE WASH CLEANING 3 WAY VALVE | no data | CTP | PD-332 | CLOSED | CLOSED | Water | 2" | no data
02-VCTP225 | UNIT 2 ON LINE WASH SUPPLY ISOLATION AT WW SKID | U2 SOUTH TURBINE BLDG | no data | UNIT 2 ON LINE WASH SUPPLY ISOLATION AT WW SKID | no data | CTP | PD-332 | CLOSED | CLOSED | Water | 2" | no data
02-VCTP229 | INSTRUMENT ISOLATION | U2 SOUTH TURBINE BLDG | no data | INSTRUMENT ISOLATION | no data | CTP | PD-332 | OPEN | CLOSED | Water | 0.75" | no data
02-VCTP231 | UNIT 2 OFF LINE WASH SUPPLY ISOLATION AT CT PACKAGE | U2 SOUTH TURBINE BLDG | no data | UNIT 2 OFF LINE WASH SUPPLY ISOLATION AT CT PACKAGE | no data | CTP | PD-332 | CLOSED | CLOSED | Water | 2" | no data
02-VCTP233 | UNIT 2 OFF LINE WASH CLEANING 3 WAY VALVE | U2 SOUTH TURBINE BLDG | no data | UNIT 2 OFF LINE WASH CLEANING 3 WAY VALVE | no data | CTP | PD-332 | CLOSED | CLOSED | Water | 2" | no data
02-VCTP235 | UNIT 2 OFF LINE WASH SUPPLY ISOLATION AT WW SKID | U2 SOUTH TURBINE BLDG | no data | UNIT 2 OFF LINE WASH SUPPLY ISOLATION AT WW SKID | no data | CTP | PD-332 | CLOSED | CLOSED | Water | 2" | no data
02-VDWS100 | CALCITE FILTER SUPPLY CHECK | U2 SOUTH TURBINE BLDG | no data | CALCITE FILTER SUPPLY CHECK | no data | DWS | PD-333B | OPEN | CLOSED | Water | 3" | no data
02-VDWS101 | U2 CALCITE INSTRUMENT ISOLATION | UNIT 2 CALCITE SKID AREA | no data | INSTRUMENT | no data | DWS | PD-333B | OPEN | CLOSED | Water | 0.75" | no data
02-VDWS104 | U2 EVAP COOLER SUPPLY ISOLATION | U2 CALCITE SKID AREA | no data | UNIT 1 EVAP COOLER SUPPLY ISOLATION | no data | DWS | PD-333B | OPEN | CLOSED | Water | 3" | no data
02-VDWS105 | Normal makeup vent | CRT landing | CRT | VENT | no data | DWS | PD-050B | CLOSED | OPEN | Water | 0.75" | no data
02-VDWS106 | CO2 outlet to CALCITE FILTER ISOLATION | U2 CALCITE SKID AREA | no data | CALCITE FILTER ISOLATION | no data | DWS | PD-333B | OPEN | CLOSED | Water | 1" | no data
02-VDWS107 | CALCITE FILTER CO2 INJECTION MODULE ISOLATION | U2 CALCITE SKID AREA | no data | CALCITE FILTER CO2 INJECTION MODULE ISOLATION | no data | DWS | PD-333B | OPEN | CLOSED | Water | 1" | no data
02-VDWS108 | U2 CALCITE DRAIN | U2 CALCITE SKID AREA | no data | DRAIN | no data | DWS | PD-333B | CLOSED | OPEN | Water | 0.75" | no data
02-VDWS109 | U2 CALCITE INSTRUMENT ISOLATION | U2 CALCITE SKID AREA | no data | INSTRUMENT | no data | DWS | PD-333B | OPEN | CLOSED | Water | 0.75" | no data
02-VDWS110 | U2 CALCITE INSTRUMENT ISOLATION | U2 CALCITE SKID AREA | no data | INSTRUMENT | no data | DWS | PD-333B | OPEN | CLOSED | Water | 0.75" | no data
02-VDWS202 | UNIT 2 SAMPLE PANEL SUPPLY ISOLATION | U2 SAMPLE PANEL BLDG | no data | UNIT 2 SAMPLE PANEL SUPPLY ISOLATION | no data | DWS | PD-411 | OPEN | CLOSED | Water | 1" | no data
02-VDWS203 | UNIT 2 PHOSPHATE DILUTION SUPPLY ISOLATION | U2 CHEM SHACK | no data | UNIT 2 PHOSPHATE DILUTION SUPPLY ISOLATION | no data | DWS | PD-411 | CLOSED | CLOSED | Water | 1" | no data
02-VDWS204 | VENT |  | no data | VENT | no data | DWS | PD-332 | CLOSED | OPEN | Water | 0.75" | no data
02-VDWS205 | WATER WASH SKID ISOLATION | U2 SOITH TURBINE BLDG | no data | WATER WASH SKID ISOLATION | no data | DWS | PD-332 | OPEN | CLOSED | Water | 2" | no data
02-VDWS614 | U2 CCW INSTRUMENT ISOLATION | U2 CCW HEAD TANK AREA | no data | INSTRUMENT | no data | DWS | PD-270B | OPEN | CLOSED | Water | 0.5" | no data
02-VDWS615 | U2 CCW INSTRUMENT ISOLATION | U2 CCW HEAD TANK AREA | no data | INSTRUMENT | no data | DWS | PD-270B | OPEN | CLOSED | Water | 0.5" | no data
02-VDWS616 | CCW HEAD TANK SUPPLY CHECK | U2 DUCT BURNER SKID AREA | no data | CCW HEAD TANK SUPPLY CHECK | no data | DWS | PD-270B | OPEN | CLOSED | Water | 2" | no data
02-VDWS617 | CCW HEAD TANK ISOLATION | U2 DUCT BURNER SKID AREA | no data | CCW HEAD TANK ISOLATION | no data | DWS | PD-270B | OPEN | CLOSED | Water | 2" | no data
02-VDWS620 | U2 CCW DEMIN WATER MAKE UP | U2 CCW HEAD TANK AREA | no data | VENT | no data | DWS | PD-270B | OPEN | CLOSED | Water | 0.75" | no data
02-VDWS636 | Makeup CV bypass | CRT landing | CRT | CONTROL VALVE ISOLATION | no data | DWS | PD-050B | OPEN | CLOSED | Water | 0.75" | no data
02-VDWS638 | Normal makeup Iso before and after CV | CRT landing | CRT | CONTROL VALVE ISOLATION | no data | DWS | PD-050B | OPEN | CLOSED | Water | 4" | no data
02-VDWS639 | Normal makeup Iso before and after CV | CRT landing | CRT | CONTROL VALVE ISOLATION | no data | DWS | PD-050B | OPEN | CLOSED | Water | 4" | no data
02-VDWS641 | Emergency makeup Iso before and after CV | CRT landing | CRT | CONTROL VALVE ISOLATION | no data | DWS | PD-050B | OPEN | CLOSED | Water | 6" | no data
02-VDWS642 | Emergency makeup Iso before and after CV | CRT landing | CRT | CONTROL VALVE ISOLATION | no data | DWS | PD-050B | OPEN | CLOSED | Water | 6" | no data
02-VDWS643 | Emergency makeup drain | CRT landing | CRT | DRAIN | no data | DWS | PD-050B | CLOSED | OPEN | Water | 0.75" | no data
TagNumber | no data | no data | no data | Description | no data | System | P&ID | no data | no data | Working Fluid | Size (in) | no data
02-VDWS648 | Normal makeup drain | CRT landing | CRT | DRAIN | no data | DWS | PD-050B | CLOSED | OPEN | Water | 0.75" | no data
02-VFGS113 | UNIT 2 GAS FLOW METER INLET | no data | UNIT 2 GT HEADER | FLOW METER INLET | no data | FGS | PD-655B | OPEN | CLOSED | Natural Gas | 10" | no data
02-VFGS115 | UNIT 2 FUEAL GAS PERFORMANCE HEATER NITROGEN PURGE/VENT | no data | UNIT 2 GT HEADER | N2 PURGE ISOLATION | no data | FGS | PD-656B | CLOSED | OPEN | Natural Gas | 0.75" | no data
02-VFGS116 | UNIT 2 GAS FLOW METER VENT | no data | UNIT 2 GT HEADER | VENT/DRAIN | no data | FGS | PD-655B | CLOSED | OPEN | Natural Gas | 0.75" | no data
02-VFGS120 | UNIT 2 DUCT BURNER SUPPLY VENT AFTER REGULATION SKID | no data | UNIT 2 DUCT BURNER | N2 PURGE ISOLATION | no data | FGS | PD-658B | CLOSED | OPEN | Natural Gas | 0.75" | no data
02-VFGS122 | UNIT 2 GAS FLOW METER BYPASS | no data | UNIT 2 GT HEADER | FLOW METER BYPASS | no data | FGS | PD-655B | OPEN | CLOSED | Natural Gas | 10" | no data
02-VFGS123 | UNIT 2 BYPASS FUEL GAS PERFORMANCE HEATER VENT VALVE | no data | UNIT 2 GT HEADER | EMERGENCY VENT VALVE BYPASS | no data | FGS | PD-656B | CLOSED | CLOSED | Natural Gas | 3" | no data
02-VFGS124 | UNIT 2 GAS FLOW METER OUTLET | no data | UNIT 2 GT HEADER | TO GT EMERGENCY SHUT OFF VALVE | no data | FGS | PD-655B | OPEN | CLOSED | Natural Gas | 10" | no data
02-VFGS128 | UNIT 2 GAS PERFORMASE HEATER LT DRAIN VESSEL 1 | no data | UNIT 2 GT HEADER | DRAIN | no data | FGS | PD-656B | CLOSED | OPEN | Natural Gas | 1" | no data
02-VFGS130 | UNIT 2 FUEAL GAS PERFORMANCE HEATER ISOLATION TO AUTOMATIC VENT | no data | UNIT 2 GT HEADER | PERFORMANCE HEATER TO EMERGENCY VENT VALVE | no data | FGS | PD-656B | OPEN | CLOSED | Natural Gas | 3" | no data
02-VFGS134 | UNIT 2 GAS PERFORMASE HEATER DRAIN LT VESSEL 2 | no data | UNIT 2 GT HEADER | PRESSURE REDUCTION UNIT TO CALORIE METER | no data | FGS | PD-656B | CLOSED | OPEN | Natural Gas | 1" | no data
02-VFGS140 | U2 INSTRUMENT GAS BLOCK VALVE | U2 PIPE RACK 1ST LEVEL MIDDLE AREA | no data | INSTRUMENTATION ROOT VALVE | no data | FGS | PD-656B | OPEN | CLOSED | Natural Gas | 0.75" | no data
02-VFGS141 | U2 INSTRUMENT GAS BLOCK VALVE | U2 PIPE RACK 1ST LEVEL MIDDLE AREA | no data | INSTRUMENTATION ROOT VALVE | no data | FGS | PD-656B | OPEN | CLOSED | Natural Gas | 0.75" | no data
02-VFGS143 | UNIT 2 GT FUEL GAS FILTER NITROGEN SUPPLY | no data | UNIT 2 GT HEADER | N2 PURGE ISOLATION | no data | FGS | PD-657B | CLOSED | OPEN | Natural Gas | 1" | no data
02-VFGS147 | PRESSURE TRANSMITTER 02MBP01CP110 ISOLATION | no data | UNIT 2 GT HEADER | INSTRUMENTATION ROOT VALVE | no data | FGS | PD-657B | OPEN | CLOSED | Natural Gas | 1" | no data
02-VFGS148 | PRESSURE TRANSMITTER 02MBP01CP110 ISOLATION | no data | UNIT 2 GT HEADER | INSTRUMENTATION ROOT VALVE | no data | FGS | PD-657B | OPEN | CLOSED | Natural Gas | 1" | no data
02-VFGS157 | PRESSURE TRANSMITTER 02MBP01CP111 ISOLATION | no data | UNIT 2 GT HEADER | INSTRUMENTATION ROOT VALVE | no data | FGS | PD-657B | OPEN | CLOSED | Natural Gas | 1" | no data
02-VFGS158 | PRESSURE TRANSMITTER 02MBP01CP111 ISOLATION | no data | UNIT 2 GT HEADER | INSTRUMENT | no data | FGS | PD-657B | OPEN | CLOSED | Natural Gas | 1" | no data
02-VFGS174 | UNIT 2 GT FUEL GAS FILTER INLET | no data | UNIT 2 GT HEADER | GAS TURBINE FUEL GAS CARTRIDGE FILTER INLET | no data | FGS | PD-657B | OPEN | CLOSED | Natural Gas | 12" | no data
02-VFGS176 | UNIT 2 DUCT BURNER REGULATION SKID ISOLATION | no data | UNIT 2 DUCT BURNER | EQUIPMENT ISOLATION | no data | FGS | PD-658B | OPEN | CLOSED | Natural Gas | 6" | no data
02-VFGS177 | UNIT 2 GT DOWNSTREAM PURGE CREDIT VALVE NITROGEN PURGE/VENT | no data | UNIT 2 GT HEADER | VENT | no data | FGS | PD-657B | CLOSED | OPEN | Natural Gas | 2" | no data
02-VFGS178 | UNIT 2 GT DOWNSTREAM PURGE CREDIT VALVE NITROGEN PURGE/VENT | no data | UNIT 2 GT HEADER | VENT | no data | FGS | PD-657B | CLOSED | OPEN | Natural Gas | 2" | no data
02-VFGS179 | UNIT 2 DUCT BURNER PRESSURE REGULATION OUTLET | no data | UNIT 2 DUCT BURNER | EQUIPMENT ISOLATION | no data | FGS | PD-658B | OPEN | CLOSED | Natural Gas | 12" | no data
02-VFGS184 | UNIT 2 GT DOWNSTREAM PURGE CREDIT VALVE NITROGEN PURGE/VENT | no data | UNIT 2 GT HEADER | VENT | no data | FGS | PD-657B | CLOSED | OPEN | Natural Gas | 2" | no data
02-VFGS192 | UNIT 2 GT FUEL GAS FILTER OUTLET | no data | UNIT 2 GT HEADER | FUEL GAS PURGE CREDIT SHUT OFF VALVE A | no data | FGS | PD-657B | OPEN | CLOSED | Natural Gas | 12" | no data
02-VFGS193 | UNIT 2 GT FUEL GAS FILTER INLET | no data | UNIT 2 GT HEADER | VENT | no data | FGS | PD-657B | CLOSED | OPEN | Natural Gas | 1" | no data
02-VFGS217 | UNIT 2 DUCT BURNER SKID VENT AFTER ISOLATION | no data | UNIT 2 DUCT BURNER | N2 PURGE ISOLATION | no data | FGS | PD-658B | CLOSED | OPEN | Natural Gas | 0.75" | no data
02-VHPS100 | HPS header PITs (outside steamer bldg) | ST lower East | no data | PIT ROOT VALVE | no data | HPS | PD-021B | OPEN | CLOSED | Steam | 0.75" | no data
02-VHPS101 | HPS header PITs (outside steamer bldg) | ST lower East | no data | PIT ROOT VALVE | no data | HPS | PD-021B | OPEN | CLOSED | Steam | 0.75" | no data
02-VHPS102 | HPS header PITs (outside steamer bldg) | ST lower East | no data | PIT ROOT VALVE | no data | HPS | PD-021B | OPEN | CLOSED | Steam | 0.75" | no data
02-VHPS103 | HPS header PITs (outside steamer bldg) | ST lower East | no data | PIT ROOT VALVE | no data | HPS | PD-021B | OPEN | CLOSED | Steam | 0.75" | no data
02-VHPS106 | HPS header vent | ST lower East | no data | PTC ROOT VALVE | no data | HPS | PD-021B | CLOSED | OPEN | Steam | 0.75" | no data
02-VHPS107 | HPS header vent | ST lower East | no data | PTC ROOT VALVE | no data | HPS | PD-021B | CLOSED | OPEN | Steam | 0.75" | no data
02-VHPS108 | HPS header Drip Leg manual isolation | ST lower East | no data | DRIP LEG DRAIN | no data | HPS | PD-021B | OPEN | CLOSED | Steam | 2" | no data
02-VHPS109 | HPS header Drip Leg drain | ST lower East | no data | DRIP LEG DRAIN VALVE | no data | HPS | PD-021B | CLOSED | OPEN | Steam | 2" | no data
02-VHPS110 | HPS header Drip Leg drain | ST lower East | no data | DRIP LEG DRAIN VALVE | no data | HPS | PD-021B | CLOSED | OPEN | Steam | 2" | no data
02-VHPS111 | HPS header vent | Pipe Rack 3rd | HRSG/ST | PIT ROOT VALVE | no data | HPS | PD-020B | CLOSED | OPEN | Steam | 0.75" | no data
02-VHPS112 | HPS header vent | Pipe Rack 3rd | HRSG/ST | PTC ROOT VALVE | no data | HPS | PD-020B | CLOSED | OPEN | Steam | 0.75" | no data
02-VHPS113 | HPS header PITs | Pipe Rack 3rd | HRSG/ST | PIT ROOT VALVE | no data | HPS | PD-020B | OPEN | CLOSED | Steam | 0.75" | no data
02-VHPS114 | HPS header PITs | Pipe Rack 3rd | HRSG/ST | PIT ROOT VALVE | no data | HPS | PD-020B | OPEN | CLOSED | Steam | 0.75" | no data
02-VHPS115 | HPS header PITs | Pipe Rack 3rd | HRSG/ST | PTC ROOT VALVE | no data | HPS | PD-020B | OPEN | CLOSED | Steam | 0.75" | no data
02-VHPS116 | HPS header PITs | Pipe Rack 3rd | HRSG/ST | PIT ROOT VALVE | no data | HPS | PD-020B | OPEN | CLOSED | Steam | 0.75" | no data
02-VHPS119 | HPS Bypass PITs | Pipe Rack 3rd | HRSG/ST | PIT ROOT VALVE | no data | HPS | PD-020B | OPEN | CLOSED | Steam | 0.75" | no data
02-VHPS120 | HPS Bypass PITs | Pipe Rack 3rd | HRSG/ST | PIT ROOT VALVE | no data | HPS | PD-020B | OPEN | CLOSED | Steam | 0.75" | no data
02-VHPS121 | HPS Bypass PITs | Pipe Rack 3rd | HRSG/ST | PIT ROOT VALVE | no data | HPS | PD-020B | OPEN | CLOSED | Steam | 0.75" | no data
02-VHPS122 | HPS Bypass PITs | Pipe Rack 3rd | HRSG/ST | PIT ROOT VALVE | no data | HPS | PD-020B | OPEN | CLOSED | Steam | 0.75" | no data
02-VHPS123 | HP steam FT after terminal attemperator | Pipe Rack 3rd | HRSG/ST | PIT ROOT VALVE | no data | HPS | PD-020B | OPEN | CLOSED | Steam | 0.75" | no data
02-VHPS124 | HP steam FT after terminal attemperator | Pipe Rack 3rd | HRSG/ST | PIT ROOT VALVE | no data | HPS | PD-020B | OPEN | CLOSED | Steam | 0.75" | no data
02-VHPS125 | HP steam FT after terminal attemperator | Pipe Rack 3rd | HRSG/ST | PIT ROOT VALVE | no data | HPS | PD-020B | OPEN | CLOSED | Steam | 0.75" | no data
02-VHPS126 | HP steam FT after terminal attemperator | Pipe Rack 3rd | HRSG/ST | PIT ROOT VALVE | no data | HPS | PD-020B | OPEN | CLOSED | Steam | 0.75" | no data
02-VHPS127 | HP steam FT after terminal attemperator | Pipe Rack 3rd | HRSG/ST | PIT ROOT VALVE | no data | HPS | PD-020B | OPEN | CLOSED | Steam | 0.75" | no data
02-VHPS128 | HPS Bypass vent | Pipe Rack 3rd | HRSG/ST | PIT ROOT VALVE | no data | HPS | PD-020B | CLOSED | OPEN | Steam | 0.75" | no data
02-VHPS129 | HPS Bypass vent | Pipe Rack 3rd | HRSG/ST | PIT ROOT VALVE | no data | HPS | PD-020B | CLOSED | OPEN | Steam | 0.75" | no data
02-VHPS130 | HP steam FT after terminal attemperator | Pipe Rack 3rd | HRSG/ST | PIT ROOT VALVE | no data | HPS | PD-020B | OPEN | CLOSED | Steam | 0.75" | no data
02-VHPS137 | HPS Bypass warmup line vent | Pipe Rack 3rd | HRSG/ST | VENT VALVE | no data | HPS | PD-020B | CLOSED | OPEN | Steam | 0.75" | no data
02-VHPS138 | HPS Bypass warmup line vent | Pipe Rack 3rd | HRSG/ST | VENT VALVE | no data | HPS | PD-020B | CLOSED | OPEN | Steam | 0.75" | no data
02-VHRH100 | HRH header PIT (after attemperator) | Pipe Rack 3rd | HRSG/ST | VENT/DRAIN/INSTRUMENTATION ROOT VALVE | no data | HRH | PD-034B | OPEN | CLOSED | Steam | 0.75" | no data
02-VHRH101 | HRH header vent | Pipe Rack 3rd | HRSG/ST | VENT/DRAIN/INSTRUMENTATION ROOT VALVE | no data | HRH | PD-034B | CLOSED | OPEN | Steam | 0.75" | no data
02-VHRH102 | HRH header PIT (after attemperator) | Pipe Rack 3rd | HRSG/ST | VENT/DRAIN/INSTRUMENTATION ROOT VALVE | no data | HRH | PD-034B | OPEN | CLOSED | Steam | 0.75" | no data
02-VHRH103 | HRH header PIT (after attemperator) | Pipe Rack 3rd | HRSG/ST | VENT/DRAIN/INSTRUMENTATION ROOT VALVE | no data | HRH | PD-034B | OPEN | CLOSED | Steam | 0.75" | no data
02-VHRH104 | HRH header PIT (after attemperator) | Pipe Rack 3rd | HRSG/ST | VENT/DRAIN/INSTRUMENTATION ROOT VALVE | no data | HRH | PD-034B | OPEN | CLOSED | Steam | 0.75" | no data
02-VHRH105 | HRH Bypass warm up line vent | ST lower East | no data | VENT/DRAIN/INSTRUMENTATION ROOT VALVE | no data | HRH | PD-034B | OPEN | CLOSED | Steam | 0.75" | no data
02-VHRH106 | HRH header PIT (after attemperator) | Pipe Rack 3rd | HRSG/ST | VENT/DRAIN/INSTRUMENTATION ROOT VALVE | no data | HRH | PD-034B | OPEN | CLOSED | Steam | 0.75" | no data
02-VHRH107 | HRH header vent | Pipe Rack 3rd | HRSG/ST | VENT/DRAIN/INSTRUMENTATION ROOT VALVE | no data | HRH | PD-034B | CLOSED | OPEN | Steam | 0.75" | no data
TagNumber | no data | no data | no data | Description | no data | System | P&ID | no data | no data | Working Fluid | Size (in) | no data
02-VHRH108 | HRH header vent | Pipe Rack 3rd | HRSG/ST | VENT/DRAIN/INSTRUMENTATION ROOT VALVE | no data | HRH | PD-035B | CLOSED | OPEN | Steam | 0.75" | no data
02-VHRH109 | HRH header vent | Pipe Rack 3rd | HRSG/ST | VENT/DRAIN/INSTRUMENTATION ROOT VALVE | no data | HRH | PD-035B | CLOSED | OPEN | Steam | 0.75" | no data
02-VHRH110 | HRH dripleg before SV/CV AOV iso | ST lower East | no data | DRIP LEG DRAIN - AUTOMATED | no data | HRH | PD-034B | OPEN | CLOSED | Steam | 2" | no data
02-VHRH111 | HRH Bypass warm up line vent | ST lower East | no data | 01-IKS-HRH100F ISOLATION VALVE | no data | HRH | PD-034B | OPEN | CLOSED | Steam | 0.75" | no data
02-VHRH113 | HRH Bypass warm up line vent | ST upper East | ST | VENT/DRAIN/INSTRUMENTATION ROOT VALVE | no data | HRH | PD-034B | CLOSED | OPEN | Steam | 0.75" | no data
02-VHRH114 | HRH Bypass warm up line vent | ST upper East | ST | VENT/DRAIN/INSTRUMENTATION ROOT VALVE | no data | HRH | PD-034B | CLOSED | OPEN | Steam | 0.75" | no data
02-VHRH115 | HRH Bypass warm up line iso (overhead) | ST lower East | no data | WARMING LINE ISOLATION | no data | HRH | PD-034B | OPEN | CLOSED | Steam | 2" | no data
02-VHRH116 | HRH Bypass warm up line iso | ST upper East | ST | WARMING LINE ISOLATION | no data | HRH | PD-034B | OPEN | CLOSED | Steam | 2" | no data
02-VHRH120 | HRH dripleg drain | ST lower East | no data | VENT/DRAIN/INSTRUMENTATION ROOT VALVE | no data | HRH | PD-034B | CLOSED | OPEN | Steam | 2" | no data
02-VHRH121 | HRH header PIT (after attemperator) | Pipe Rack 3rd | HRSG/ST | VENT/DRAIN/INSTRUMENTATION ROOT VALVE | no data | HRH | PD-034B | OPEN | CLOSED | Steam | 0.75" | no data
02-VHRH125 | HRH Bypass line PITs (OUTSIDE DECK) | ST upper East (OUTSIDE DECK) | ST | VENT/DRAIN/INSTRUMENTATION ROOT VALVE | no data | HRH | PD-034B | OPEN | CLOSED | Steam | 0.75" | no data
02-VHRH126 | HRH Bypass line PITs (OUTSIDE DECK) | ST upper East (OUTSIDE DECK) | ST | VENT/DRAIN/INSTRUMENTATION ROOT VALVE | no data | HRH | PD-034B | OPEN | CLOSED | Steam | 0.75" | no data
02-VHRH135 | HRH header PIT (before attemperator) | Pipe Rack 3rd | HRSG/ST | VENT/DRAIN/INSTRUMENTATION ROOT VALVE | no data | HRH | PD-034B | OPEN | CLOSED | Steam | 0.75" | no data
02-VHRH136 | HRH header PIT (before attemperator) | Pipe Rack 3rd | HRSG/ST | VENT/DRAIN/INSTRUMENTATION ROOT VALVE | no data | HRH | PD-034B | OPEN | CLOSED | Steam | 0.75" | no data
02-VHRH137 | HRH dripleg drain | ST lower East | no data | VENT/DRAIN/INSTRUMENTATION ROOT VALVE | no data | HRH | PD-034B | CLOSED | OPEN | Steam | 2" | no data
02-VHRH187 | HRH header PIT (before attemperator) | Pipe Rack 3rd | HRSG/ST | VENT/DRAIN/INSTRUMENTATION ROOT VALVE | no data | HRH | PD-034B | OPEN | CLOSED | Steam | 0.75" | no data
02-VHRH188 | HRH header PIT (before attemperator) | Pipe Rack 3rd | HRSG/ST | VENT/DRAIN/INSTRUMENTATION ROOT VALVE | no data | HRH | PD-034B | OPEN | CLOSED | Steam | 0.75" | no data
02-VINA100 | INA SUPPLY VALVE TO 01MBH06AA732 | U2 ECA COMPRESSOR SOUTH SIDE | no data | END USER ISOLATION | no data | INA | PD-562 | OPEN | CLOSED | AIR | 1" | no data
02-VINA101 | INA SUPPLY VALVE TO VACUUM PUMP SKID A | U2 VACUUM PUMP AREA WEST SIDE | no data | STUB-UP ISOLATION | no data | INA | PD-555 | OPEN | CLOSED | AIR | 1" | no data
02-VINA102 | INA SUPPLY VALVE TO 01MBH06AA761 | U2 ECA COMPRESSOR AREA UPPER PLATFORM | no data | END USER ISOLATION | no data | INA | PD-562 | OPEN | CLOSED | AIR | 0.75" | no data
02-VINA103 | INA SUPPLY VALVE TO ACC CONDENSATE HEADER LINE | U2 CONDENSATE TANK AREA | no data | STUB-UP ISOLATION | no data | INA | PD-555 | OPEN | CLOSED | AIR | 1" | no data
02-VINA104 | INA SUPPLY VALVE TO 01-YV-BDN321 | WASTE WATER TANK AREA | no data | STUB-UP ISOLATION | no data | INA | PD-553 | OPEN | CLOSED | AIR | 1" | no data
02-VINA105 | INA DRAIN VALVE | U2 HP DRAINS PIT AREA | no data | DRAIN | no data | INA | PD-559 | CLOSED | OPEN | AIR | 0.75" | no data
02-VINA106 | INA DRAIN VALVE | U2 SCR SKID AREA NORTH SIDE | no data | DRAIN | no data | INA | PD-562 | CLOSED | OPEN | AIR | 0.75" | no data
02-VINA107 | INA DRAIN VALVE | U2 DUCT BURNER SKID AREA | no data | DRAIN | no data | INA | PD-554 | CLOSED | OPEN | AIR | 0.75" | no data
02-VINA108 | INA SUPPLY VALVE TO 01-TCV-BFW749 | U2 PIPE RACK 3RD LEVEL | no data | END USER ISOLATION | no data | INA | PD-558 | OPEN | CLOSED | AIR | 0.75" | no data
02-VINA109 | INA SUPPLY VALVE TO 01-TCV-BFW761 | U2 PIPE RACK 3RD LEVEL NORTH SIDE | no data | END USER ISOLATION | no data | INA | PD-558 | OPEN | CLOSED | AIR | 0.75" | no data
02-VINA110 | INA SUPPLY VALVE TO 01-TCV-CCW181 | U2 CCW PUMP AREA | no data | STUB-UP ISOLATION | no data | INA | PD-556 | OPEN | CLOSED | AIR | 0.75" | no data
02-VINA111 | INA SUPPLY VALVE TO 01-YV-BFW745 | U2 PIPE RACK 3RD LEVEL NORTH SIDE | no data | END USER ISOLATION | no data | INA | PD-558 | OPEN | CLOSED | AIR | 0.75" | no data
02-VINA112 | INA SUPPLY VALVE 01MBH05AA752 | U2 TCA COOLER AREA | no data | END USER ISOLATION | no data | INA | PD-562 | OPEN | CLOSED | AIR | 0.75" | no data
02-VINA113 | INA SUPPLY VALVE TO 01-TCV-BFW757 | U2 PIPE RACK 2ND LEVEL MIDDLE | no data | END USER ISOLATION | no data | INA | PD-558 | OPEN | CLOSED | AIR | 0.75" | no data
02-VINA114 | INA SUPPLY VALVE | U2 TCA COOLER AREA | no data | END USER ISOLATION | no data | INA | PD-562 | OPEN | CLOSED | AIR | 0.75" | no data
02-VINA115 | INA SUPPLY VALVE TO CT BUILDING | U2 CT EXHAUST AREA WEST SIDE | no data | STUB-UP ISOLATION | no data | INA | PD-554 | OPEN | CLOSED | AIR | 1.5" | no data
02-VINA116 | Purge Air to U2 ECA CMP "A" Inlet | U2 HRSG | no data | AIR SUPPLY OVERPRESSURE PROTECTION | no data | INA | PD-562 | OPEN | CLOSED | AIR | 0.75" | no data
02-VINA117 | AIR SUPPLY TO 01-YV-BFW757 | U2 PIPE RACK 3RD LEVEL NORTH SIDE | no data | END USER ISOLATION | no data | INA | PD-558 | OPEN | CLOSED | AIR | 0.75" | no data
02-VINA118 | AIR SUPPLY OVERPRESSURE PROTECTION |  | no data | AIR SUPPLY OVERPRESSURE PROTECTION | no data | INA | PD-562 | OPEN | CLOSED | AIR | 0.75" | no data
02-VINA119 | INA SUPPLY VALVE TO 01MBH06AA715 | U2 ECA COMPRESSOR AREA WEST SIDE | no data | END USER ISOLATION | no data | INA | PD-562 | OPEN | CLOSED | AIR | 0.75" | no data
02-VINA120 | INA SUPPLY VALVE TO 01-YV-BFW309 | U2 PIPE RACK 1ST LEVEL MIDDLE AREA | no data | END USER ISOLATION | no data | INA | PD-558 | OPEN | CLOSED | AIR | 0.75" | no data
02-VINA121 | INA SUPPLY VALVE TO 01-YV-BFW319 | U2 PIPE RACK 1ST LEVEL MIDDLE AREA | no data | END USER ISOLATION | no data | INA | PD-558 | OPEN | CLOSED | AIR | 0.75" | no data
02-VINA122 | INA SUPPLY VALVE TO 01-PCV-CCW191 | U2 CCW PUMP AREA | no data | STUB-UP ISOLATION | no data | INA | PD-556 | OPEN | CLOSED | AIR | 0.75" | no data
02-VINA123 | INA SUPPLY VALVE TO 01-WDR-PNL-02 | WASTE WATER TANK AREA | no data | END USER ISOLATION | no data | INA | PD-553 | OPEN | CLOSED | AIR | 1" | no data
02-VINA124 | INA SUPPLY VALVE TO UNIT 1 BLOW DOWN AREA | U2 HP DRAINS PIT AREA | no data | STUB-UP ISOLATION | no data | INA | PD-562 | OPEN | CLOSED | AIR | 1" | no data
02-VINA125 | INA SUPPLY VALVE TO 01-TCV-BFW736 | U2 PIPE RACK 2ND LEVEL MIDDLE | no data | END USER ISOLATION | no data | INA | PD-558 | OPEN | CLOSED | AIR | 0.75" | no data
02-VINA126 | INA SUPPLY VALVE TO 01MBH06AA732 | U2 ECA COMPRESSOR SOUTH SIDE | no data | STUB-UP ISOLATION | no data | INA | PD-562 | OPEN | CLOSED | AIR | 1" | no data
02-VINA127 | INA SUPPLY VALVE TO 01-TCV-BFW716 | U2 PIPE RACK 3RD LEVEL SOUTH SIDE | no data | END USER ISOLATION | no data | INA | PD-558 | OPEN | CLOSED | AIR | 0.75" | no data
02-VINA128 | INA SUPPLY VALVE FOR HEADER | U2 ECA COMPRESSOR AREA | no data | STUB-UP ISOLATION | no data | INA | PD-562 | OPEN | CLOSED | AIR | 1" | no data
02-VINA129 | INA SUPPLY VALVE FOR 01-FCV-BFW343 VOLUME TANK | U2 PIPE RACK 1ST LEVEL MIDDLE AREA | no data | END USER ISOLATION | no data | INA | PD-558 | OPEN | CLOSED | AIR | 0.75" | no data
02-VINA130 | INA SUPPLY TO 01-AQA-SKD-01 | U2 SCR SKID AREA | no data | STUB-UP ISOLATION | no data | INA | PD-562 | OPEN | CLOSED | AIR | 1" | no data
02-VINA131 | U2 LRVP "D" INA-YV-883 air supply valve | U2 VACUUM PUMP AREA | no data | END USER ISOLATION | no data | INA | PD-555 | OPEN | CLOSED | AIR | 0.75" | no data
02-VINA132 | INA SUPPLY TO 01-ARM-SKD-01A | U2 VACUUM PUMP AREA | no data | END USER ISOLATION | no data | INA | PD-555 | OPEN | CLOSED | AIR | 0.75" | no data
02-VINA133 | INA SUPPLY VALVE TO 01-TCV-BFW735 VOLUME TANK | U2 PIPE RACK 2ND LEVEL MIDDLE | no data | END USER ISOLATION | no data | INA | PD-558 | OPEN | CLOSED | AIR | 0.75" | no data
02-VINA134 | INA SUPPLY TO 01-ARM-SKD-01B | U2 VACUUM PUMP AREA | no data | END USER ISOLATION | no data | INA | PD-555 | OPEN | CLOSED | AIR | 0.75" | no data
02-VINA135 | INA SUPPLY TO 01-PCV-CND423 | U2 PIPE 1ST LEVEL NORTH SIDE | no data | END USER ISOLATION | no data | INA | PD-561 | OPEN | CLOSED | AIR | 0.75" | no data
02-VINA136 | INA SUPPLY TO 01-TCV-CND718 | U2 DRAINS HP DRAINS PIT | no data | END USER ISOLATION | no data | INA | PD-559 | OPEN | CLOSED | AIR | 0.75" | no data
02-VINA137 | INA SUPPLY TO 01-ARM-SKD-01C | U2 VACUUM PUMP AREA | no data | END USER ISOLATION | no data | INA | PD-555 | OPEN | CLOSED | AIR | 0.75" | no data
02-VINA138 | INA SUPPLY TO 01-ARM-SKD-01C | U2 VACUUM PUMP AREA | no data | END USER ISOLATION | no data | INA | PD-555 | OPEN | CLOSED | AIR | 0.75" | no data
02-VINA139 | INA SUPPLY TO 01-PDR-PMP-01 | U2 DRAINS PIT SUMP PUMP AREA | no data | END USER ISOLATION | no data | INA | PD-561 | OPEN | CLOSED | AIR | 2" | no data
02-VINA140 | INA SUPPLY TO 01MBH06AA716 | U2 ECA COMPRESSOR AREA | no data | END USER ISOLATION | no data | INA | PD-562 | OPEN | CLOSED | AIR | 0.75" | no data
02-VINA141 | INA SUPPLY HEADER VALVE | U2 ECA COMPRESSOR AREA | no data | STUB-UP ISOLATION | no data | INA | PD-562 | OPEN | CLOSED | AIR | 1" | no data
02-VINA142 | INA SUPPLY VALVE TO 01-YCV-HIS907 | U2 SCR SKID AREA NORTH SIDE | no data | END USER ISOLATION | no data | INA | PD-562 | OPEN | CLOSED | AIR | 1" | no data
02-VINA143 | INA SUPPLY TO 01-MBP-01AA721 | U2 PURGE CREDIT VALVE AREA | no data | END USER ISOLATION | no data | INA | PD-561 | OPEN | CLOSED | AIR | 0.75" | no data
02-VINA144 | INA SUPPLY TO 01-FGS-SKD-01 | U2 DUCT BURNER CONTROL VALVES | no data | STUB-UP ISOLATION | no data | INA | PD-554 | OPEN | CLOSED | AIR | 1" | no data
02-VINA145 | INA SUPPLY TO 01MBP-01AA723 | U2 PURGE CREDIT VALVE AREA | no data | END USER ISOLATION | no data | INA | PD-561 | OPEN | CLOSED | AIR | 0.75" | no data
02-VINA146 | INA SUPPY TO 01-TCV-HBD901 | U2 HRSG BLOW DOWN AREA | no data | END USER ISOLATION | no data | INA | PD-559 | OPEN | CLOSED | AIR | 0.75" | no data
TagNumber | no data | no data | no data | Description | no data | System | P&ID | no data | no data | Working Fluid | Size (in) | no data
02-VINA147 | INA SUPPLY TO 01-MBP-01AA724 | U2 PURGE CREDIT VALVE AREA | no data | END USER ISOLATION | no data | INA | PD-561 | OPEN | CLOSED | AIR | 0.75" | no data
02-VINA148 | INA SUPPLY TO 01-MBP-01AA725 | U2 PURGE CREDIT VALVE AREA | no data | END USER ISOLATION | no data | INA | PD-561 | OPEN | CLOSED | AIR | 0.75" | no data
02-VINA149 | INA SUPPLY TO 01MBH06AA750 | U2 SCR SKID AREA | no data | END USER ISOLATION | no data | INA | PD-562 | OPEN | CLOSED | AIR | 0.75" | no data
02-VINA150 | INA SUPPLY TO 01MBH05AA751 | U2 TCA COOLER AREA | no data | STUB-UP ISOLATION | no data | INA | PD-562 | OPEN | CLOSED | AIR | 1" | no data
02-VINA151 | INA CT CASING COOLING FAN DRAIN | U2 CT CASING COOLING FAN AREA | no data | DRAIN | no data | INA | PD-558 | OPEN | CLOSED | AIR | 0.75" | no data
02-VINA152 | INA SUPPLY TO 01-TCV-AXS371 | U2 LP BLOW DOWN AREA | no data | END USER ISOLATION | no data | INA | PD-558 | OPEN | CLOSED | AIR | 0.75" | no data
02-VINA153 | INA SUPPLY TO 01-LCV-HHS901 | U2 HRSG STAIRS AREA | no data | END USER ISOLATION | no data | INA | PD-561 | OPEN | CLOSED | AIR | 0.75" | no data
02-VINA154 | INA HEADER SUPPLY VALVE UNIT 1 STG BUILD | U2 INSIDE BUILDING UNDER STEAM EXHAUST | no data | STUB-UP ISOLATION | no data | INA | PD-556 | OPEN | CLOSED | AIR | 2" | no data
02-VINA155 | INA HEADER DRAIN VALVE DRAINS PUMP | U2 ST DRAINS TANK SUMP AREA | no data | DRAIN | no data | INA | PD-561 | OPEN | CLOSED | AIR | 0.75" | no data
02-VINA156 | INA SUPPLY VALVE TO 01-CTG-PKG-01 | U2 LUBE OIL LADDER AREA | no data | STUB-UP ISOLATION | no data | INA | PD-556 | OPEN | CLOSED | AIR | 2" | no data
02-VINA157 | INA SUPPLY VALVE TO 01-TCV-HHS801 | U2 1ST LANDING ABOVE DUCT BURNER SKID | no data | END USER ISOLATION | no data | INA | PD-558 | OPEN | CLOSED | AIR | 0.75" | no data
02-VINA158 | INA SUPPLY HEADER VALVE | U2 TCA COOLER AREA | no data | STUB-UP ISOLATION | no data | INA | PD-562 | OPEN | CLOSED | AIR | 2" | no data
02-VINA159 | INA SUPPLY VALVE TO 01-PCV-HHS902 | U2 LP DRUM AREA | no data | END USER ISOLATION | no data | INA | PD-561 | OPEN | CLOSED | AIR | 0.75" | no data
02-VINA160 | INA SUPPLY VALVE TO VOLUME TANK 01-TCV-HLS903 | U2 LP FEEDWATER HEATER AREA | no data | END USER ISOLATION | no data | INA | PD-561 | OPEN | CLOSED | AIR | 0.75" | no data
02-VINA161 | INA SUPPLY VALVE TO VOLUME TANK 02-TCV-HLS904 | U2 LP FEEDWATER HEATER AREA | no data | END USER ISOLATION | no data | INA | PD-561 | OPEN | CLOSED | AIR | 0.75" | no data
02-VINA162 | INA SUPPLY VALVE TO VOLUME TANK 02-TCV-HLS902 | U2 LP FEEDWATER HEATER AREA | no data | END USER ISOLATION | no data | INA | PD-561 | OPEN | CLOSED | AIR | 0.75" | no data
02-VINA163 | INA SUPPLY VALVE TO VOLUME TANK 02-TCV-HLS902 | U2 LP FEEDWATER HEATER AREA HRSG PLATFORM | no data | END USER ISOLATION | no data | INA | PD-561 | OPEN | CLOSED | AIR | 0.75" | no data
02-VINA164 | INA SUPPLY TO 02-TCV-BFW735 | U2 PIPE RACK 2ND LEVEL LOWER PLATFORM | no data | DRAIN | no data | INA | PD-558 | OPEN | CLOSED | AIR | 0.75" | no data
02-VINA165 | INA SUPPLY VALVE TO 02MBH04AA712 | U2 2C COOLER AREA | no data | END USER ISOLATION | no data | INA | PD-561 | OPEN | CLOSED | AIR | 0.75" | no data
02-VINA166 | INA SUPPLY VALVE TO 02MBH06AA761 | U2 ECA COMPRESSOR AREA | no data | END USER ISOLATION | no data | INA | PD-562 | OPEN | CLOSED | AIR | 0.75" | no data
02-VINA167 | AIR SUPPLY OVERPRESSURE PROTECTION | U2 ECA COMPRESSOR AREA | no data | AIR SUPPLY OVERPRESSURE PROTECTION | no data | INA | PD-562 | OPEN | CLOSED | AIR | 0.75" | no data
02-VINA168 | INA SUPPLY VAVLE TO 02-PCV-HIS902 | U2 IP SPARGING LANDING | no data | END USER ISOLATION | no data | INA | PD-558 | OPEN | CLOSED | AIR | 0.75" | no data
02-VINA169 | INA SUPPLY VALVE TO 02-PSV-INA100 | U2 ECA COMPRESSOR AREA | no data | END USER ISOLATION | no data | INA | PD-562 | OPEN | CLOSED | AIR | 0.75" | no data
02-VINA170 | INA SUPPLY VALVE TO 02-FCV-HHS902 | U2 HP SPARGING AREA | no data | END USER ISOLATION | no data | INA | PD-558 | OPEN | CLOSED | AIR | 0.75" | no data
02-VINA171 | INA SUPPLY TO 02-PSV-INA102 | U2 ECA COMPRESSOR AREA NORTHSIDE | no data | END USER ISOLATION | no data | INA | PD-562 | OPEN | CLOSED | AIR | 0.75" | no data
02-VINA172 | INA SUPPLY TO VOLUME TANK 02-PCV-HLS902 | U2 HP SPARGING AREA | no data | END USER ISOLATION | no data | INA | PD-561 | OPEN | CLOSED | AIR | 0.75" | no data
02-VINA173 | INA DRAIN FOR 02MBA11CQ002 | U2 CT EXHAUST AREA (NEED SCAFFOLD) | no data | DRAIN | no data | INA | PD-561 | CLOSED | OPEN | AIR | 0.75" | no data
02-VINA174 | INA SUPPLY VALVE TO 02-TCV-CND717 | U2 HP DRAINS PIT AREA | no data | END USER ISOLATION | no data | INA | PD-559 | OPEN | CLOSED | AIR | 0.75" | no data
02-VINA175 | INA SUPPLY VALVE TO 02-YV-STP131 | U2 HP DRAINS PIT AREA | no data | END USER ISOLATION | no data | INA | PD-559 | OPEN | CLOSED | AIR | 0.75" | no data
02-VINA176 | INA SUPPLY VALVE TO 02-YV-STP132 | U2 HP DRAINS PIT AREA | no data | END USER ISOLATION | no data | INA | PD-559 | OPEN | CLOSED | AIR | 0.75" | no data
02-VINA177 | Purge Air to ECA CMP "B" Inlet | U2 HRSG | no data | AIR SUPPLY OVERPRESSURE PROTECTION | no data | INA | PD-562 | OPEN | CLOSED | AIR | 0.75" | no data
02-VINA178 | END USER ISOLATION |  | no data | END USER ISOLATION | no data | INA | PD-561 | OPEN | CLOSED | AIR | 0.75" | no data
02-VINA179 | INA DRAIN FOR 02MBH06AA761 | U2 ECA COMPRESSOR AREA | no data | DRAIN | no data | INA | PD-562 | CLOSED | OPEN | AIR | 0.75" | no data
02-VINA180 | INA DRAIN FOR 02MBH06AA762 | U2 ECA COMPRESSOR AREA | no data | DRAIN | no data | INA | PD-562 | CLOSED | OPEN | AIR | 0.75" | no data
02-VINA181 | AIR SUPPLY OVERPRESSURE PROTECTION TO 02QFF11-806 | U2 ECA COMPRESSOR AREA | no data | AIR SUPPLY OVERPRESSURE PROTECTION | no data | INA | PD-562 | OPEN | CLOSED | AIR | 0.75" | no data
02-VINA182 | INA SUPPLY VALVE TO 02-MBP-02AA722 | U2 PURGE CREDIT VALVE AREA | no data | END USER ISOLATION | no data | INA | PD-561 | OPEN | CLOSED | AIR | 0.75" | no data
02-VINA183 | INA SUPPLY VALVE TO CEMS SHACK UNIT 1 | U2 CEMS SHACK AREA | no data | STUB-UP ISOLATION | no data | INA | PD-562 | OPEN | CLOSED | AIR | 1" | no data
02-VINA184 | INA HEADER SUPPLY STUB UP | U2 HRSG EAST OF ACC ELEC. ENCLOSURE | no data | STUB-UP ISOLATION | no data | INA | PD-554 | CLOSED | CLOSED | AIR | 1" | no data
02-VINA185 | AIR SUPPLY OVERPRESSURE PROTECTION TO 02QFF11-806 | U2 ECA COMPRESSOR AREA | no data | AIR SUPPLY OVERPRESSURE PROTECTION | no data | INA | PD-562 | OPEN | CLOSED | AIR | 0.75" | no data
02-VINA186 | INA HEADER SUPPLY STUB UP | U2 HRSG WEST OF ACC ELEC. ENCLOSURE | no data | STUB-UP ISOLATION | no data | INA | PD-554 | CLOSED | CLOSED | AIR | 1" | no data
02-VINA187 | INA DRAIN VALVE TO 02-FGS-SKD-02 | U2 DUCT BURNER CONTROL VALVES AREA | no data | DRAIN | no data | INA | PD-554 | CLOSED | OPEN | AIR | 0.75" | no data
02-VINA188 | INA SUPPLY VALVE TO 02-LCV-HHS902 | U2 CONDENSATE AREA BY HRSG STAIRS | no data | END USER ISOLATION | no data | INA | PD-561 | OPEN | CLOSED | AIR | 0.75" | no data
02-VINA189 | INA DRAIN VALVE FOR 02MBP02GH002 | U2 AREA UNDER INLET INSIDE (LADDER) | no data | DRAIN | no data | INA | PD-554 | CLOSED | OPEN | AIR | 0.75" | no data
02-VINA190 | UNIT 1 HEADER SUPPLY VALVETO SW STC BUILDING | U2 GSU STEP UP AREA | no data | STUB-UP ISOLATION | no data | INA | PD-555 | OPEN | CLOSED | AIR | 2" | no data
02-VINA191 | INA DRAIN VALVE FOR PIPE RACK | U2 ABOVE HRSG ELEC ENCLOSURE | no data | DRAIN | no data | INA | PD-558 | CLOSED | OPEN | AIR | 0.75" | no data
02-VINA192 | INA SUPPLY VALVE TO 02-MBH-06AA714 | U2 ECA COMPRESSORS SOUTH SIDE | no data | DRAIN | no data | INA | PD-562 | OPEN | CLOSED | AIR | 0.75" | no data
02-VINA193 | INA SUPPLY HEADER VALVE TO UNIT 1 BOILER FEEDWATER CONTROL | U2 PERFORMANCE HEATER AREA | no data | STUB-UP ISOLATION | no data | INA | PD-554 | OPEN | CLOSED | AIR | 1" | no data
02-VINA194 | INA DRAIN VALVE FOR 02-PCV-HHS902 | U2 TOP HP SUPERHEATER UNDER GRATING | no data | DRAIN | no data | INA | PD-561 | CLOSED | OPEN | AIR | 0.75" | no data
02-VINA195 | INA HEADER SUPPLY VALVE UNIT 1 HRSG WEST | U2 PURGE CREDIT VALVE AREA | no data | STUB-UP ISOLATION | no data | INA | PD-554 | OPEN | CLOSED | AIR | 2" | no data
02-VINA196 | INA SUPPLY VALVE TO 02MBP02AA702 | U2 PERFORMANCE HEATER AREA | no data | STUB-UP ISOLATION | no data | INA | PD-554 | OPEN | CLOSED | AIR | 0.75" | no data
02-VINA197 | INA SUPPLY VALVE TO 02MBA11CQ002 |  | no data | END USER ISOLATION | no data | INA | PD-561 | OPEN | CLOSED | AIR | 0.75" | no data
02-VINA198 | INA supply VALVE Fire System U2 ST/Generator Coupling | U2 TURBINE BLDG | no data | DRAIN | no data | INA | PD-554 | OPEN | CLOSED | AIR | 0.75" | no data
02-VINA199 | INA SUPPLY TO 02-ARM-SKD-02C | U2 VACUUM PUMP AREA WESTSIDE | no data | STUB-UP ISOLATION | no data | INA | PD-555 | OPEN | CLOSED | AIR | 1" | no data
02-VINA200 | INA SUPPLY VALVE TO 02-PCV-HIS903 |  | no data | END USER ISOLATION | no data | INA | PD-558 | OPEN | CLOSED | AIR | 0.75" | no data
02-VINA201 | INA SUPPLY TO 02-YV-BFW409 | U2 PERFORMANCE HEATER AREA | no data | END USER ISOLATION | no data | INA | PD-558 | OPEN | CLOSED | AIR | 0.75" | no data
02-VINA202 | INA DRAIN VALVE FOR 02-PCV-HHS902 | U2 HP DRUM AREA EASTSIDE UNDER GRATING | no data | DRAIN | no data | INA | PD-561 | CLOSED | OPEN | AIR | 0.75" | no data
02-VINA203 | INA DRAIN VALVE FOR UNIT 1 HRSG PIPE RACK | U2 HRSG WEST OF ACC ELEC. ENCLOSURE | no data | AIR SUPPLY OVERPRESSURE PROTECTION | no data | INA | PD-554 | CLOSED | OPEN | AIR | 0.75" | no data
02-VINA204 | INA DRAIN VALVE FOR 02MBH06AA750 | U2 ECA COMPRESSOR AREA | no data | DRAIN | no data | INA | PD-562 | CLOSED | OPEN | AIR | 0.75" | no data
02-VINA205 | INA SUPPLY VALVE FOR 02-LCV-DWS715 | U2 CONDENSATE TANK AREA UPPER PLATFORM | no data | END USER ISOLATION | no data | INA | PD-561 | OPEN | CLOSED | AIR | 0.75" | no data
02-VINA206 | INA SUPPLY VALVE TO UNIT 1 ENCLOSURE | U2 WEST SIDE OF CT EXHAUST | no data | END USER ISOLATION | no data | INA | PD-558 | OPEN | CLOSED | AIR | 1.5" | no data
02-VINA207 | INA SUPPLY VALVE TO UNIT 1 CT CASING COOLING AIR FAN | U2 CASING COOLING AIR FAN | no data | AIR SUPPLY OVERPRESSURE PROTECTION | no data | INA | PD-558 | OPEN | CLOSED | AIR | 0.75" | no data
02-VINA208 | INA SUPPLY VALVE TO 02-TCV-AXS711 | U2 CONDENSATE TANK AREA UPPER PLATFORM | no data | END USER ISOLATION | no data | INA | PD-561 | OPEN | CLOSED | AIR | 0.75" | no data
02-VINA209 | INA SUPPLY VALVE TO 02-PCV-AXS713 | U2 CONDENSATE TANK AREA UPPER PLATFORM | no data | END USER ISOLATION | no data | INA | PD-561 | OPEN | CLOSED | AIR | 0.75" | no data
02-VINA210 | INA SUPPLY VALVE TO 02-FCV-BFW147 | U2 CONDENSATE TANK AREA UPPER PLATFORM | no data | END USER ISOLATION | no data | INA | PD-561 | OPEN | CLOSED | AIR | 0.75" | no data
TagNumber | no data | no data | no data | Description | no data | System | P&ID | no data | no data | Working Fluid | Size (in) | no data
02-VINA211 | INA SUPPLY VALVE TO 02-FCV-BFW475 | U2 CONDENSATE TANK AREA UPPER PLATFORM | no data | END USER ISOLATION | no data | INA | PD-561 | OPEN | CLOSED | AIR | 0.75" | no data
02-VINA212 | INA SUPPLY VALVE TO 02-YV-BFW705 | U2 PIPE RACK 1ST LEVEL MIDDLE AREA | no data | END USER ISOLATION | no data | INA | PD-558 | OPEN | CLOSED | AIR | 0.75" | no data
02-VINA213 | INA SUPPLY VALVE TO 02-ARM-SKD-02E | U2 VACUUM PUMP AREA WESTSIDE | no data | STUB-UP ISOLATION | no data | INA | PD-555 | OPEN | CLOSED | AIR | 1" | no data
02-VINA214 | INA DRAIN VALVE FOR UNIT 1 SAMPLE PANEL | U2 SAMPLE PANEL AREA OUTSIDE | no data | STUB-UP ISOLATION | no data | INA | PD-554 | CLOSED | OPEN | AIR | 0.75" | no data
02-VINA215 | INA SUPPLY VALVE TO 02-FCV-BFW187 | U2 CONDENSATE TANK AREA UPPER PLATFORM | no data | END USER ISOLATION | no data | INA | PD-561 | OPEN | CLOSED | AIR | 0.75" | no data
02-VINA216 | INA DRAIN VALVE FOR 02-PCV-HIS902 | U2 BOILER FEED PUMP EAST SIDE UNDER GRATING | no data | END USER ISOLATION | no data | INA | PD-558 | OPEN | CLOSED | AIR | 0.75" | no data
02-VINA217 | INA DRAIN VALVE FOR 02-LCV-HHS902 | U2 HRSG STAIRS AREA | no data | DRAIN | no data | INA | PD-561 | OPEN | CLOSED | AIR | 0.75" | no data
02-VINA218 | INA SUPPLY VALVE FOR UNIT 1 HRSG PIPE RACK | U2 HRSG WEST OF ACC ELEC. ENCLOSURE | no data | STUB-UP ISOLATION | no data | INA | PD-554 | OPEN | CLOSED | AIR | 1" | no data
02-VINA219 | INA SUPPLY VALVE TO 02-YV-CND441 | U2 HRSG STAIRS AREA | no data | END USER ISOLATION | no data | INA | PD-561 | OPEN | CLOSED | AIR | 0.75" | no data
02-VINA220 | INA DRAIN VALVE FOR 02-LCV-HHS902 | U2 HRSG STAIRS AREA | no data | DRAIN | no data | INA | PD-561 | OPEN | CLOSED | AIR | 0.75" | no data
02-VINA221 | INA SUPPLY VALVE FOR UNIT 1 ST DRAINS PIT AREA | U2 ST DRAINS PIT SUMP PUMP AREA | no data | STUB-UP ISOLATION | no data | INA | PD-555 | OPEN | CLOSED | AIR | 2" | no data
02-VINA222 | INA SUPPLY VALVE FOR UNIT 1 HRSG SOUTHWEST AREA | U2 INLET AREA NORTHSIDE | no data | END USER ISOLATION | no data | INA | PD-554 | OPEN | CLOSED | AIR | 2" | no data
02-VINA223 | INA SUPPLY VALVE FOR 02-FGS-SKD-03 | U2 DUCT BURNER SKID AREA | no data | END USER ISOLATION | no data | INA | PD-554 | OPEN | CLOSED | AIR | 1.5" | no data
02-VINA224 | INA SUPPLY VALVE TO 02-ARM-SKD-02D | U2 VACUUM PUMP AREA WESTSIDE | no data | STUB-UP ISOLATION | no data | INA | PD-555 | OPEN | CLOSED | AIR | 1" | no data
02-VINA225 | INA DRAIN VALVE FOR 02-YV-CND441 | U2 HRSG STAIRS AREA | no data | DRAIN | no data | INA | PD-561 | OPEN | CLOSED | AIR | 0.75" | no data
02-VINA226 | INA SUPPLY VALVE TO 02-05AA-MBH-702 | U2 CT ENCLOUSRE UPPER DECK EASTSIDE | no data | END USER ISOLATION | no data | INA | PD-561 | OPEN | CLOSED | AIR | 0.75" | no data
02-VINA227 | INA SUPPLY VALVE TO 02-FCV-BFW359 | U2 CONDENSATE TANK AREA UPPER PLATFORM | no data | END USER ISOLATION | no data | INA | PD-561 | OPEN | CLOSED | AIR | 0.75" | no data
02-VINA228 | INA SUPPLY VALVE TO 02-FCV-CND331 | U2 CONDENSATE TANK AREA UPPER PLATFORM | no data | END USER ISOLATION | no data | INA | PD-561 | OPEN | CLOSED | AIR | 0.75" | no data
02-VINA229 | INA SUPPLY VALVE TO 02-YV-DWS719 | U2 CONDENSATE TANK AREA UPPER PLATFORM | no data | END USER ISOLATION | no data | INA | PD-561 | OPEN | CLOSED | AIR | 0.75" | no data
02-VINA230 | INA SUPPLY VALVE TO 02-YV-BFW445 | U2 PERFORMANCE HEATER AREA | no data | END USER ISOLATION | no data | INA | PD-558 | OPEN | CLOSED | AIR | 0.75" | no data
02-VINA231 | INA DRAIN FOR 02-YV-CND441 | U2 HRSG STAIRS AREA | no data | DRAIN | no data | INA | PD-561 | CLOSED | CLOSED | AIR | 0.75" | no data
02-VINA232 | INA SUPPLY VALVE TO 02-YV-BFW419 | U2 PERFORMANCE HEATER AREA | no data | END USER ISOLATION | no data | INA | PD-558 | OPEN | CLOSED | AIR | 0.75" | no data
02-VINA233 | INA SUPPLY VALVE TO 02-YV-BFW715 | U2 PIPE RACK 3RD LEVEL SOUTH END | no data | END USER ISOLATION | no data | INA | PD-558 | OPEN | CLOSED | AIR | 0.75" | no data
02-VINA234 | INA DRAIN FOR UNIT 1 CEMS SHACK | U2 CEMS SHACK AREA | no data | DRAIN | no data | INA | PD-562 | CLOSED | CLOSED | AIR | 0.75" | no data
02-VINA235 | INA SUPPLY VALVE TO 02-PCV-HPS100 | U2 PIPE RACK 3RD LEVEL SOUTH END | no data | END USER ISOLATION | no data | INA | PD-558 | OPEN | CLOSED | AIR | 0.75" | no data
02-VINA236 | INA SUPPLY VALVE TO 02-PCV-CRH715 | U2 PIPE RACK 3RD LEVEL MIDDLE | no data | END USER ISOLATION | no data | INA | PD-558 | OPEN | CLOSED | AIR | 0.75" | no data
02-VINA237 | INA SUPPLY VALVE TO 02-PCV-CRH700 | U2 PIPE RACK 3RD LEVEL MIDDLE | no data | END USER ISOLATION | no data | INA | PD-558 | OPEN | CLOSED | AIR | 0.75" | no data
02-VINA238 | INA SUPPLY VALVE TO 02-MBP-02AA711 | U2 CT ENCLOUSRE WESTDIE | no data | END USER ISOLATION | no data | INA | PD-561 | OPEN | CLOSED | AIR | 0.75" | no data
02-VINA239 | INA SUPPLY VALVE TO 02MBL03AA704 | U2 PIPE RACK 1ST LEVEL MIDDLE AREA | no data | END USER ISOLATION | no data | INA | PD-558 | OPEN | CLOSED | AIR | 0.75" | no data
02-VINA240 | INA SUPPLY VALVE TO 02-TCV-CND719 | U2 CONDENSATE CORNER | no data | END USER ISOLATION | no data | INA | PD-560 | OPEN | CLOSED | AIR | 0.75" | no data
02-VINA241 | no data | no data | no data | END USER ISOLATION | no data | INA | PD-560 | no data | no data | AIR | 0.75" | no data
02-VINA242 | INA SUPPLY VALVE TO 02-PCV-STP602F | U2 CONDENSATE CORNER | no data | END USER ISOLATION | no data | INA | PD-560 | OPEN | CLOSED | AIR | 0.75" | no data
02-VINA243 | no data | no data | no data | END USER ISOLATION | no data | INA | PD-561 | no data | no data | AIR | 0.75" | no data
02-VINA244 | no data | no data | no data | END USER ISOLATION | no data | INA | PD-561 | no data | no data | AIR | 0.75" | no data
02-VINA245 | no data | no data | no data | END USER ISOLATION | no data | INA | PD-561 | no data | no data | AIR | 1" | no data
02-VINA246 | INA SUPPLY VALVE TO 02-TV-HPS123 | U2 CONDENSATE CORNER | no data | END USER ISOLATION | no data | INA | PD-560 | OPEN | CLOSED | AIR | 0.75" | no data
02-VINA248 | no data | no data | no data | END USER ISOLATION | no data | INA | PD-554 | no data | no data | AIR | 0.75" | no data
02-VINA251 | INA SUPPLY VALVE FOR UNIT 1 GT GAS DVP PANEL | UNIT 1 CT BUILDING OUTSIDE WALL PLATFORM | no data | END USER ISOLATION | no data | INA | PD-554 | OPEN | CLOSED | AIR | 0.75" | no data
02-VINA254 | INA SUPPLY VALVE TO 01-LCV-HHS902 | UNIT 1 HRSG STAIRS AREA | no data | END USER ISOLATION | no data | INA | PD-561 | OPEN | CLOSED | AIR | 0.75" | no data
02-VINA258 | no data | no data | no data | DRAIN | no data | INA | PD-562 | no data | no data | AIR | 0.75" | no data
02-VINA259 | no data | no data | no data | END USER ISOLATION | no data | INA | PD-562 | no data | no data | AIR | 0.75" | no data
02-VINA260 | no data | no data | no data | END USER ISOLATION | no data | INA | PD-562 | no data | no data | AIR | 0.75" | no data
02-VINA261 | no data | no data | no data | END USER ISOLATION | no data | INA | PD-562 | no data | no data | AIR | 0.75" | no data
02-VINA262 | no data | no data | no data | END USER ISOLATION | no data | INA | PD-562 | no data | no data | AIR | 0.75" | no data
02-VINA263 | no data | no data | no data | DRAIN | no data | INA | PD-562 | no data | no data | AIR | 0.75" | no data
02-VINA264 | no data | no data | no data | END USER ISOLATION | no data | INA | PD-562 | no data | no data | AIR | 0.75" | no data
02-VINA266 | no data | no data | no data | DRAIN | no data | INA | PD-561 | no data | no data | AIR | 0.75" | no data
02-VINA267 | no data | no data | no data | END USER ISOLATION | no data | INA | PD-562 | no data | no data | AIR | 0.75" | no data
02-VINA268 | no data | no data | no data | END USER ISOLATION | no data | INA | PD-562 | no data | no data | AIR | 0.75" | no data
02-VINA269 | no data | no data | no data | DRAIN | no data | INA | PD-561 | no data | no data | AIR | 0.75" | no data
02-VINA270 | no data | no data | no data | DRAIN | no data | INA | PD-561 | no data | no data | AIR | 0.75" | no data
02-VINA271 | no data | no data | no data | DRAIN | no data | INA | PD-561 | no data | no data | AIR | 0.75" | no data
02-VINA272 | no data | no data | no data | END USER ISOLATION | no data | INA | PD-561 | no data | no data | AIR | 1" | no data
02-VINA273 | no data | no data | no data | END USER ISOLATION | no data | INA | PD-562 | no data | no data | AIR | 0.75" | no data
02-VINA274 | no data | no data | no data | END USER ISOLATION | no data | INA | PD-562 | no data | no data | AIR | 0.75" | no data
02-VINA275 | no data | no data | no data | DRAIN | no data | INA | PD-559 | no data | no data | AIR | 0.75" | no data
02-VINA276 | no data | no data | no data | END USER ISOLATION | no data | INA | PD-559 | no data | no data | AIR | 0.75" | no data
02-VINA277 | Purge Air to U2 ECA System | U2 HRSG | no data | AIR SUPPLY OVERPRESSURE PROTECTION | no data | INA | PD-562 | OPEN | CLOSED | AIR | 1" | no data
02-VINA278 | no data | no data | no data | AIR SUPPLY OVERPRESSURE PROTECTION | no data | INA | PD-562 | no data | no data | AIR | 1" | no data
02-VINA280 | no data | no data | no data | END USER ISOLATION | no data | INA | PD-562 | no data | no data | AIR | 0.75" | no data
02-VINA281 | no data | no data | no data | DRAIN | no data | INA | PD-554 | no data | no data | AIR | 0.75" | no data
02-VINA282 | no data | no data | no data | DRAIN | no data | INA | PD-555 | no data | no data | AIR | 0.75" | no data
02-VINA283 | no data | no data | no data | DRAIN | no data | INA | PD-555 | no data | no data | AIR | 0.75" | no data
02-VINA284 | no data | no data | no data | DRAIN | no data | INA | PD-555 | no data | no data | AIR | 0.75" | no data
TagNumber | no data | no data | no data | Description | no data | System | P&ID | no data | no data | Working Fluid | Size (in) | no data
02-VINA285 | no data | no data | no data | DRAIN | no data | INA | PD-555 | no data | no data | AIR | 0.75" | no data
02-VINA286 | no data | no data | no data | DRAIN | no data | INA | PD-555 | no data | no data | AIR | 0.75" | no data
02-VINA287 | no data | no data | no data | END USER ISOLATION | no data | INA | PD-558 | no data | no data | AIR | 0.75" | no data
02-VINA288 | no data | no data | no data | DRAIN | no data | INA | PD-555 | no data | no data | AIR | 0.75" | no data
02-VINA289 | no data | no data | no data | END USER ISOLATION | no data | INA | PD-555 | no data | no data | AIR | 0.75" | no data
02-VINA290 | no data | no data | no data | DRAIN | no data | INA | PD-555 | no data | no data | AIR | 0.75" | no data
02-VINA291 | no data | no data | no data | DRAIN | no data | INA | PD-555 | no data | no data | AIR | 0.75" | no data
02-VINA292 | no data | no data | no data | DRAIN | no data | INA | PD-555 | no data | no data | AIR | 0.75" | no data
02-VINA294 | no data | no data | no data | DRAIN | no data | INA | PD-562 | no data | no data | AIR | 0.75" | no data
02-VINA295 | no data | no data | no data | DRAIN | no data | INA | PD-556 | no data | no data | AIR | 0.75" | no data
02-VINA296 | no data | no data | no data | END USER ISOLATION | no data | INA | PD-562 | no data | no data | AIR | 0.75" | no data
02-VINA298 | no data | no data | no data | DRAIN | no data | INA | PD-562 | no data | no data | AIR | 0.75" | no data
02-VINA299 | no data | no data | no data | DRAIN | no data | INA | PD-562 | no data | no data | AIR | 0.75" | no data
02-VINA300 | no data | no data | no data | END USER ISOLATION | no data | INA | PD-560 | no data | no data | AIR | 0.75" | no data
02-VINA301 | no data | no data | no data | END USER ISOLATION | no data | INA | PD-560 | no data | no data | AIR | 0.75" | no data
02-VINA302 | no data | no data | no data | END USER ISOLATION | no data | INA | PD-560 | no data | no data | AIR | 0.75" | no data
02-VINA303 | no data | no data | no data | END USER ISOLATION | no data | INA | PD-560 | no data | no data | AIR | 0.75" | no data
02-VINA304 | no data | no data | no data | END USER ISOLATION | no data | INA | PD-560 | no data | no data | AIR | 0.75" | no data
02-VINA305 | no data | no data | no data | END USER ISOLATION | no data | INA | PD-560 | no data | no data | AIR | 0.75" | no data
02-VINA307 | no data | no data | no data | END USER ISOLATION | no data | INA | PD-560 | no data | no data | AIR | 0.75" | no data
02-VINA308 | no data | no data | no data | END USER ISOLATION | no data | INA | PD-560 | no data | no data | AIR | 0.75" | no data
02-VINA309 | no data | no data | no data | END USER ISOLATION | no data | INA | PD-560 | no data | no data | AIR | 0.75" | no data
02-VINA310 | no data | no data | no data | DRAIN | no data | INA | PD-562 | no data | no data | AIR | 0.75" | no data
02-VINA311 | no data | no data | no data | END USER ISOLATION | no data | INA | PD-560 | no data | no data | AIR | 0.75" | no data
02-VINA312 | no data | no data | no data | END USER ISOLATION | no data | INA | PD-560 | no data | no data | AIR | 0.75" | no data
02-VINA313 | no data | no data | no data | END USER ISOLATION | no data | INA | PD-560 | no data | no data | AIR | 0.75" | no data
02-VINA314 | no data | no data | no data | END USER ISOLATION | no data | INA | PD-559 | no data | no data | AIR | 0.75" | no data
02-VINA315 | no data | no data | no data | DRAIN | no data | INA | PD-559 | no data | no data | AIR | 0.75" | no data
02-VINA316 | no data | no data | no data | END USER ISOLATION | no data | INA | PD-559 | no data | no data | AIR | 0.75" | no data
02-VINA317 | no data | no data | no data | DRAIN | no data | INA | PD-562 | no data | no data | AIR | 0.75" | no data
02-VINA318 | no data | no data | no data | DRAIN | no data | INA | PD-562 | no data | no data | AIR | 0.75" | no data
02-VINA319 | no data | no data | no data | END USER ISOLATION | no data | INA | PD-559 | no data | no data | AIR | 0.75" | no data
02-VINA320 | no data | no data | no data | DRAIN | no data | INA | PD-562 | no data | no data | AIR | 0.75" | no data
02-VINA321 | no data | no data | no data | DRAIN | no data | INA | PD-562 | no data | no data | AIR | 0.75" | no data
02-VINA322 | no data | no data | no data | DRAIN | no data | INA | PD-561 | no data | no data | AIR | 0.75" | no data
02-VINA323 | no data | no data | no data | END USER ISOLATION | no data | INA | PD-559 | no data | no data | AIR | 0.75" | no data
02-VINA324 | no data | no data | no data | DRAIN | no data | INA | PD-561 | no data | no data | AIR | 0.75" | no data
02-VINA325 | no data | no data | no data | END USER ISOLATION | no data | INA | PD-559 | no data | no data | AIR | 0.75" | no data
02-VINA326 | no data | no data | no data | DRAIN | no data | INA | PD-561 | no data | no data | AIR | 0.75" | no data
02-VINA327 | no data | no data | no data | DRAIN | no data | INA | PD-561 | no data | no data | AIR | 0.75" | no data
02-VINA328 | no data | no data | no data | DRAIN | no data | INA | PD-561 | no data | no data | AIR | 0.75" | no data
02-VINA329 | no data | no data | no data | DRAIN | no data | INA | PD-561 | no data | no data | AIR | 0.75" | no data
02-VINA330 | no data | no data | no data | DRAIN | no data | INA | PD-561 | no data | no data | AIR | 0.75" | no data
02-VINA331 | no data | no data | no data | DRAIN | no data | INA | PD-561 | no data | no data | AIR | 0.75" | no data
02-VINA332 | no data | no data | no data | END USER ISOLATION | no data | INA | PD-561 | no data | no data | AIR | 1" | no data
02-VINA333 | no data | no data | no data | DRAIN | no data | INA | PD-561 | no data | no data | AIR | 0.75" | no data
02-VINA334 | no data | no data | no data | END USER ISOLATION | no data | INA | PD-561 | no data | no data | AIR | 1" | no data
02-VINA335 | no data | no data | no data | DRAIN | no data | INA | PD-561 | no data | no data | AIR | 0.75" | no data
02-VINA336 | no data | no data | no data | DRAIN | no data | INA | PD-561 | no data | no data | AIR | 0.75" | no data
02-VINA337 | no data | no data | no data | END USER ISOLATION | no data | INA | PD-560 | no data | no data | AIR | 0.75" | no data
02-VINA338 | no data | no data | no data | DRAIN | no data | INA | PD-561 | no data | no data | AIR | 0.75" | no data
02-VINA339 | no data | no data | no data | DRAIN | no data | INA | PD-561 | no data | no data | AIR | 0.75" | no data
02-VINA340 | no data | no data | no data | END USER ISOLATION | no data | INA | PD-560 | no data | no data | AIR | 0.75" | no data
02-VINA341 | no data | no data | no data | DRAIN | no data | INA | PD-561 | no data | no data | AIR | 0.75" | no data
02-VINA342 | no data | no data | no data | DRAIN | no data | INA | PD-561 | no data | no data | AIR | 0.75" | no data
02-VINA343 | no data | no data | no data | END USER ISOLATION | no data | INA | PD-561 | no data | no data | AIR | 0.75" | no data
02-VINA344 | no data | no data | no data | DRAIN | no data | INA | PD-561 | no data | no data | AIR | 0.75" | no data
02-VINA345 | no data | no data | no data | END USER ISOLATION | no data | INA | PD-561 | no data | no data | AIR | 1" | no data
02-VINA346 | no data | no data | no data | END USER ISOLATION | no data | INA | PD-561 | no data | no data | AIR | 0.75" | no data
02-VINA347 | no data | no data | no data | END USER ISOLATION | no data | INA | PD-561 | no data | no data | AIR | 0.75" | no data
02-VINA348 | no data | no data | no data | END USER ISOLATION | no data | INA | PD-561 | no data | no data | AIR | 0.75" | no data
02-VINA349 | no data | no data | no data | END USER ISOLATION | no data | INA | PD-561 | no data | no data | AIR | 0.75" | no data
02-VINA350 | no data | no data | no data | END USER ISOLATION | no data | INA | PD-561 | no data | no data | AIR | 0.75" | no data
02-VINA351 | no data | no data | no data | END USER ISOLATION | no data | INA | PD-561 | no data | no data | AIR | 0.75" | no data
TagNumber | no data | no data | no data | Description | no data | System | P&ID | no data | no data | Working Fluid | Size (in) | no data
02-VINA352 | no data | no data | no data | DRAIN | no data | INA | PD-561 | no data | no data | AIR | 0.75" | no data
02-VINA353 | no data | no data | no data | DRAIN | no data | INA | PD-559 | no data | no data | AIR | 0.75" | no data
02-VINA354 | no data | no data | no data | DRAIN | no data | INA | PD-559 | no data | no data | AIR | 0.75" | no data
02-VINA355 | no data | no data | no data | DRAIN | no data | INA | PD-559 | no data | no data | AIR | 0.75" | no data
02-VINA356 | no data | no data | no data | DRAIN | no data | INA | PD-561 | no data | no data | AIR | 0.75" | no data
02-VINA357 | no data | no data | no data | DRAIN | no data | INA | PD-561 | no data | no data | AIR | 0.75" | no data
02-VINA358 | no data | no data | no data | DRAIN | no data | INA | PD-561 | no data | no data | AIR | 0.75" | no data
02-VINA359 | no data | no data | no data | DRAIN | no data | INA | PD-561 | no data | no data | AIR | 0.75" | no data
02-VINA360 | no data | no data | no data | DRAIN | no data | INA | PD-561 | no data | no data | AIR | 0.75" | no data
02-VINA361 | no data | no data | no data | DRAIN | no data | INA | PD-561 | no data | no data | AIR | 0.75" | no data
02-VINA362 | no data | no data | no data | DRAIN | no data | INA | PD-561 | no data | no data | AIR | 0.75" | no data
02-VINA363 | no data | no data | no data | DRAIN | no data | INA | PD-561 | no data | no data | AIR | 0.75" | no data
02-VINA364 | no data | no data | no data | DRAIN | no data | INA | PD-561 | no data | no data | AIR | 0.75" | no data
02-VINA365 | no data | no data | no data | DRAIN | no data | INA | PD-562 | no data | no data | AIR | 0.75" | no data
02-VINA366 | no data | no data | no data | DRAIN | no data | INA | PD-562 | no data | no data | AIR | 0.75" | no data
02-VINA367 | no data | no data | no data | END USER ISOLATION | no data | INA | PD-558 | no data | no data | AIR | 0.75" | no data
02-VINA368 | no data | no data | no data | END USER ISOLATION | no data | INA | PD-562 | no data | no data | AIR | 0.75" | no data
02-VINA369 | no data | no data | no data | END USER ISOLATION | no data | INA | PD-558 | no data | no data | AIR | 0.75" | no data
02-VINA370 | no data | no data | no data | END USER ISOLATION | no data | INA | PD-562 | no data | no data | AIR | 0.75" | no data
02-VINA371 | no data | no data | no data | DRAIN | no data | INA | PD-558 | no data | no data | AIR | 0.75" | no data
02-VINA372 | no data | no data | no data | END USER ISOLATION | no data | INA | PD-562 | no data | no data | AIR | 0.75" | no data
02-VINA373 | no data | no data | no data | DRAIN | no data | INA | PD-561 | no data | no data | AIR | 0.75" | no data
02-VINA374 | no data | no data | no data | DRAIN | no data | INA | PD-558 | no data | no data | AIR | 0.75" | no data
02-VINA376 | no data | no data | no data | DRAIN | no data | INA | PD-558 | no data | no data | AIR | 0.75" | no data
02-VINA377 | no data | no data | no data | DRAIN | no data | INA | PD-558 | no data | no data | AIR | 0.75" | no data
02-VINA379 | no data | no data | no data | END USER ISOLATION | no data | INA | PD-561 | no data | no data | AIR | 1" | no data
02-VINA381 | no data | no data | no data | END USER ISOLATION | no data | INA | PD-562 | no data | no data | AIR | 0.75" | no data
02-VINA383 | no data | no data | no data | DRAIN | no data | INA | PD-558 | no data | no data | AIR | 0.75" | no data
02-VINA384 | no data | no data | no data | DRAIN | no data | INA | PD-558 | no data | no data | AIR | 0.75" | no data
02-VINA385 | no data | no data | no data | DRAIN | no data | INA | PD-558 | no data | no data | AIR | 0.75" | no data
02-VINA386 | no data | no data | no data | DRAIN | no data | INA | PD-558 | no data | no data | AIR | 0.75" | no data
02-VINA387 | no data | no data | no data | DRAIN | no data | INA | PD-558 | no data | no data | AIR | 0.75" | no data
02-VINA388 | no data | no data | no data | DRAIN | no data | INA | PD-558 | no data | no data | AIR | 0.75" | no data
02-VINA389 | no data | no data | no data | DRAIN | no data | INA | PD-558 | no data | no data | AIR | 0.75" | no data
02-VINA390 | no data | no data | no data | DRAIN | no data | INA | PD-561 | no data | no data | AIR | 0.75" | no data
02-VINA391 | no data | no data | no data | DRAIN | no data | INA | PD-561 | no data | no data | AIR | 0.75" | no data
02-VINA392 | no data | no data | no data | DRAIN | no data | INA | PD-561 | no data | no data | AIR | 0.75" | no data
02-VINA393 | no data | no data | no data | DRAIN | no data | INA | PD-558 | no data | no data | AIR | 0.75" | no data
02-VINA394 | no data | no data | no data | DRAIN | no data | INA | PD-559 | no data | no data | AIR | 0.75" | no data
02-VINA396 | no data | no data | no data | DRAIN | no data | INA | PD-559 | no data | no data | AIR | 0.75" | no data
02-VINA397 | no data | no data | no data | DRAIN | no data | INA | PD-561 | no data | no data | AIR | 0.75" | no data
02-VINA399 | no data | no data | no data | DRAIN | no data | INA | PD-561 | no data | no data | AIR | 0.75" | no data
02-VINA400 | no data | no data | no data | END USER ISOLATION | no data | INA | PD-561 | no data | no data | AIR | 0.75" | no data
02-VINA401 | no data | no data | no data | END USER ISOLATION | no data | INA | PD-561 | no data | no data | AIR | 0.75" | no data
02-VINA402 | no data | no data | no data | END USER ISOLATION | no data | INA | PD-561 | no data | no data | AIR | 0.75" | no data
02-VINA410 | no data | no data | no data | END USER ISOLATION | no data | INA | PD-562 | no data | no data | AIR | 1" | no data
02-VINA411 | no data | no data | no data | END USER ISOLATION | no data | INA | PD-562 | no data | no data | AIR | 0.75" | no data
02-VINA412 | no data | no data | no data | END USER ISOLATION | no data | INA | PD-562 | no data | no data | AIR | 1" | no data
02-VINA413 | no data | no data | no data | END USER ISOLATION | no data | INA | PD-562 | no data | no data | AIR | 1" | no data
02-VINA414 | no data | no data | no data | END USER ISOLATION | no data | INA | PD-562 | no data | no data | AIR | 0.75" | no data
02-VINA415 | no data | no data | no data | STUB-UP ISOLATION | no data | INA | PD-562 | no data | no data | AIR | 1" | no data
02-VINA416 | no data | no data | no data | DRAIN | no data | INA | PD-561 | no data | no data | AIR | 0.75" | no data
02-VINA417 | no data | no data | no data | STUB-UP ISOLATION | no data | INA | PD-555 | no data | no data | AIR | 1" | no data
02-VINA418 | no data | no data | no data | END USER ISOLATION | no data | INA | PD-555 | no data | no data | AIR | 0.75" | no data
02-VINA419 | no data | no data | no data | END USER ISOLATION | no data | INA | PD-555 | no data | no data | AIR | 0.75" | no data
02-VINA420 | no data | no data | no data | END USER ISOLATION | no data | INA | PD-555 | no data | no data | AIR | 0.75" | no data
02-VINA421 | no data | no data | no data | END USER ISOLATION | no data | INA | PD-555 | no data | no data | AIR | 0.75" | no data
02-VINA422 | no data | no data | no data | END USER ISOLATION | no data | INA | PD-555 | no data | no data | AIR | 0.75" | no data
02-VINA424 | no data | no data | no data | DRAIN | no data | INA | PD-558 | no data | no data | AIR | 0.75" | no data
02-VINA425 | no data | no data | no data | DRAIN | no data | INA | PD-558 | no data | no data | AIR | 0.75" | no data
02-VINA426 | no data | no data | no data | DRAIN | no data | INA | PD-558 | no data | no data | AIR | 0.75" | no data
02-VINA428 | no data | no data | no data | DRAIN | no data | INA | PD-558 | no data | no data | AIR | 0.75" | no data
02-VINA429 | no data | no data | no data | END USER ISOLATION | no data | INA | PD-558 | no data | no data | AIR | 0.75" | no data
02-VINA430 | no data | no data | no data | DRAIN | no data | INA | PD-558 | no data | no data | AIR | 0.75" | no data
TagNumber | no data | no data | no data | Description | no data | System | P&ID | no data | no data | Working Fluid | Size (in) | no data
02-VINA431 | no data | no data | no data | DRAIN | no data | INA | PD-558 | no data | no data | AIR | 0.75" | no data
02-VINA432 | no data | no data | no data | DRAIN | no data | INA | PD-558 | no data | no data | AIR | 0.75" | no data
02-VINA433 | no data | no data | no data | DRAIN | no data | INA | PD-558 | no data | no data | AIR | 0.75" | no data
02-VINA434 | no data | no data | no data | DRAIN | no data | INA | PD-558 | no data | no data | AIR | 0.75" | no data
02-VINA435 | no data | no data | no data | DRAIN | no data | INA | PD-558 | no data | no data | AIR | 0.75" | no data
02-VINA436 | no data | no data | no data | DRAIN | no data | INA | PD-558 | no data | no data | AIR | 0.75" | no data
02-VINA438 | no data | no data | no data | DRAIN | no data | INA | PD-558 | no data | no data | AIR | 0.75" | no data
02-VINA439 | no data | no data | no data | DRAIN | no data | INA | PD-558 | no data | no data | AIR | 0.75" | no data
02-VINA440 | no data | no data | no data | DRAIN | no data | INA | PD-558 | no data | no data | AIR | 0.75" | no data
02-VINA441 | no data | no data | no data | DRAIN | no data | INA | PD-558 | no data | no data | AIR | 0.75" | no data
02-VINA442 | no data | no data | no data | DRAIN | no data | INA | PD-560 | no data | no data | AIR | 0.75" | no data
02-VINA443 | no data | no data | no data | DRAIN | no data | INA | PD-558 | no data | no data | AIR | 0.75" | no data
02-VINA445 | no data | no data | no data | DRAIN | no data | INA | PD-560 | no data | no data | AIR | 0.75" | no data
02-VINA446 | no data | no data | no data | DRAIN | no data | INA | PD-560 | no data | no data | AIR | 0.75" | no data
02-VINA447 | no data | no data | no data | DRAIN | no data | INA | PD-558 | no data | no data | AIR | 0.75" | no data
02-VINA448 | no data | no data | no data | DRAIN | no data | INA | PD-560 | no data | no data | AIR | 0.75" | no data
02-VINA450 | no data | no data | no data | DRAIN | no data | INA | PD-560 | no data | no data | AIR | 0.75" | no data
02-VINA451 | no data | no data | no data | DRAIN | no data | INA | PD-560 | no data | no data | AIR | 0.75" | no data
02-VINA452 | no data | no data | no data | DRAIN | no data | INA | PD-560 | no data | no data | AIR | 0.75" | no data
02-VINA453 | no data | no data | no data | DRAIN | no data | INA | PD-560 | no data | no data | AIR | 0.75" | no data
02-VINA454 | no data | no data | no data | DRAIN | no data | INA | PD-560 | no data | no data | AIR | 0.75" | no data
02-VINA455 | no data | no data | no data | DRAIN | no data | INA | PD-560 | no data | no data | AIR | 0.75" | no data
02-VINA456 | no data | no data | no data | DRAIN | no data | INA | PD-560 | no data | no data | AIR | 0.75" | no data
02-VINA457 | no data | no data | no data | DRAIN | no data | INA | PD-560 | no data | no data | AIR | 0.75" | no data
02-VINA458 | no data | no data | no data | DRAIN | no data | INA | PD-560 | no data | no data | AIR | 0.75" | no data
02-VINA459 | no data | no data | no data | DRAIN | no data | INA | PD-560 | no data | no data | AIR | 0.75" | no data
02-VINA460 | no data | no data | no data | END USER ISOLATION | no data | INA | PD-558 | no data | no data | AIR | 0.75" | no data
02-VINA461 | no data | no data | no data | DRAIN | no data | INA | PD-562 | no data | no data | AIR | 0.75" | no data
02-VINA462 | no data | no data | no data | END USER ISOLATION | no data | INA | PD-562 | no data | no data | AIR | 0.75" | no data
VINA463 | Root INA manual Iso | AUX BOILER AREA | no data | DRAIN | no data | INA | PD-559 | OPEN | CLOSED | AIR | 0.75" | no data
02-VINA464 | no data | no data | no data | STUB-UP ISOLATION | no data | INA | PD-556 | no data | no data | AIR | 2" | no data
02-VINA469 | no data | no data | no data | DRAIN | no data | INA | PD-560 | no data | no data | AIR | 0.75" | no data
02-VINA470 | no data | no data | no data | DRAIN | no data | INA | PD-562 | no data | no data | AIR | 0.75" | no data
02-VINA475 | no data | no data | no data | DRAIN | no data | INA | PD-556 | no data | no data | AIR | 0.75" | no data
02-VINA476 | no data | no data | no data | DRAIN | no data | INA | PD-556 | no data | no data | AIR | 0.75" | no data
02-VINA479 | no data | no data | no data | END USER ISOLATION | no data | INA | PD-558 | no data | no data | AIR | 0.75" | no data
02-VINA480 | no data | no data | no data | END USER ISOLATION | no data | INA | PD-558 | no data | no data | AIR | 0.75" | no data
02-VINA500 | no data | no data | no data | DRAIN | no data | INA | PD-559 | no data | no data | AIR | 0.75" | no data
02-VINA515 | no data | no data | no data | DRAIN | no data | INA | PD-559 | no data | no data | AIR | 0.75" | no data
02-VINA545 | no data | no data | no data | DRAIN | no data | INA | PD-561 | no data | no data | AIR | 0.75" | no data
02-VLPS101 | Manuall iso drain before and after LP steam CV | ST lower | no data | VENT/DRAIN/INSTRUMENTATION ROOT VALVE | no data | LPS | PD-040B | OPEN | CLOSED | Steam | 1" | no data
02-VLPS102 | Manuall iso drain before and after LP steam CV | ST lower | no data | VENT/DRAIN/INSTRUMENTATION ROOT VALVE | no data | LPS | PD-040B | OPEN | CLOSED | Steam | 0.75" | no data
02-VLPS103 | Manuall iso drain before and after LP steam CV | ST lower | no data | VENT/DRAIN/INSTRUMENTATION ROOT VALVE | no data | LPS | PD-040B | OPEN | CLOSED | Steam | 1" | no data
02-VLPS104 | Manuall iso drain before and after LP steam CV | ST lower | no data | VENT/DRAIN/INSTRUMENTATION ROOT VALVE | no data | LPS | PD-040B | OPEN | CLOSED | Steam | 1" | no data
02-VLPS106 | Manuall iso drain before and after LP steam CV | ST lower | no data | VENT/DRAIN/INSTRUMENTATION ROOT VALVE | no data | LPS | PD-040B | OPEN | CLOSED | Steam | 1" | no data
02-VLPS107 | Manuall iso drain before and after LP steam CV | ST lower | no data | VENT/DRAIN/INSTRUMENTATION ROOT VALVE | no data | LPS | PD-040B | OPEN | CLOSED | Steam | 0.75" | no data
02-VLPS108 | Manuall iso drain before and after LP steam CV | ST lower | no data | VENT/DRAIN/INSTRUMENTATION ROOT VALVE | no data | LPS | PD-040B | OPEN | CLOSED | Steam | 2" | no data
02-VLPS109 | Manuall iso drain before and after LP steam CV | ST lower | no data | DRIP LEG DRAIN | no data | LPS | PD-040B | OPEN | CLOSED | Steam | 2" | no data
02-VLPS111 | Manuall iso drain before and after LP steam CV | ST lower | no data | VENT/DRAIN/INSTRUMENTATION ROOT VALVE | no data | LPS | PD-040B | OPEN | CLOSED | Steam | 2" | no data
02-VLPS112 | LP steam header vents | Pipe Rack 2nd | HRSG | VENT/DRAIN/INSTRUMENTATION ROOT VALVE | no data | LPS | PD-040B | CLOSED | CLOSED | Steam | 0.75" | no data
02-VLPS123 | LP steam header vents | Pipe Rack 2nd | HRSG | VENT/DRAIN/INSTRUMENTATION ROOT VALVE | no data | LPS | PD-040B | OPEN | CLOSED | Steam | 0.75" | no data
02-VLPS142 | Manuall iso drain before and after LP steam CV | ST lower | no data | VENT/DRAIN/INSTRUMENTATION ROOT VALVE | no data | LPS | PD-040B | OPEN | CLOSED | Steam | 0.75" | no data
02-VLPS147 | Manuall iso drain before and after LP steam CV | ST lower | no data | VENT/DRAIN/INSTRUMENTATION ROOT VALVE | no data | LPS | PD-041B | OPEN | CLOSED | Steam | 0.75" | no data
02-VLPS149 | Manuall iso drain before and after LP steam CV | ST lower | no data | VENT/DRAIN/INSTRUMENTATION ROOT VALVE | no data | LPS | PD-041B | CLOSED | CLOSED | Steam | 2" | no data
02-VLPS150 | Manuall iso drain before and after LP steam CV | ST lower | no data | VENT/DRAIN/INSTRUMENTATION ROOT VALVE | no data | LPS | PD-041B | CLOSED | CLOSED | Steam | 2" | no data
02-VLPS151 | Manuall iso drain before and after LP steam CV | ST lower | no data | DRIP LEG DRAIN | no data | LPS | PD-041B | OPEN | CLOSED | Steam | 2" | no data
02-VLPS152 | Manuall iso drain before and after LP steam CV | ST lower | no data | VENT/DRAIN/INSTRUMENTATION ROOT VALVE | no data | LPS | PD-040B | OPEN | CLOSED | Steam | 0.75" | no data
02-VLPS161 | Manuall iso drain before and after LP steam CV | ST lower | no data | VENT/DRAIN/INSTRUMENTATION ROOT VALVE | no data | LPS | PD-041B | OPEN | CLOSED | Steam | 0.75" | no data
02-VLPS163 | Manuall iso drain before and after LP steam CV | ST lower | no data | VENT/DRAIN/INSTRUMENTATION ROOT VALVE | no data | LPS | PD-041B | OPEN | CLOSED | Steam | 0.75" | no data
02-VLPS164 | Manuall iso drain before and after LP steam CV | ST lower | no data | VENT/DRAIN/INSTRUMENTATION ROOT VALVE | no data | LPS | PD-040B | OPEN | CLOSED | Steam | 0.75" | no data
02-VLPS167 | Manuall iso drain before and after LP steam CV | ST lower | no data | VENT/DRAIN/INSTRUMENTATION ROOT VALVE | no data | LPS | PD-040B | OPEN | CLOSED | Steam | 0.75" | no data
02-VLPS169 | Manuall iso drain before and after LP steam CV | ST lower | no data | VENT/DRAIN/INSTRUMENTATION ROOT VALVE | no data | LPS | PD-041B | OPEN | CLOSED | Steam | 1" | no data
02-VLPS170 | Manuall iso drain before and after LP steam CV | ST lower | no data | VENT/DRAIN/INSTRUMENTATION ROOT VALVE | no data | LPS | PD-041B | OPEN | CLOSED | Steam | 1" | no data
02-VLPS171 | Manuall iso drain before and after LP steam CV | ST lower | no data | VENT/DRAIN/INSTRUMENTATION ROOT VALVE | no data | LPS | PD-041B | OPEN | CLOSED | Steam | 1" | no data
TagNumber | no data | no data | no data | Description | no data | System | P&ID | no data | no data | Working Fluid | Size (in) | no data
02-VLPS172 | Manuall iso drain before and after LP steam CV | ST lower | no data | VENT/DRAIN/INSTRUMENTATION ROOT VALVE | no data | LPS | PD-041B | OPEN | CLOSED | Steam | 1" | no data
02-VLPS173 | Manuall iso drain before and after LP steam CV | ST lower | no data | VENT/DRAIN/INSTRUMENTATION ROOT VALVE | no data | LPS | PD-041B | OPEN | CLOSED | Steam | 0.75" | no data
02-VLPS175 | Manuall iso drain before and after LP steam CV | ST lower | no data | VENT/DRAIN/INSTRUMENTATION ROOT VALVE | no data | LPS | PD-041B | OPEN | CLOSED | Steam | 0.75" | no data
02-VLPS177 | Manuall iso drain before and after LP steam CV | ST lower | no data | VENT/DRAIN/INSTRUMENTATION ROOT VALVE | no data | LPS | PD-041B | OPEN | CLOSED | Steam | 0.75" | no data
02-VPDR200 | TRANSFORMER CONTAINMENT ISOLATION |  | no data | TRANSFORMER CONTAINMENT ISOLATION | no data | PDR | PD-971 | CLOSED | CLOSED | OIL/WATER | 4" | no data
02-VPDR201 | TRANSFORMER CONTAINMENT ISOLATION |  | no data | TRANSFORMER CONTAINMENT ISOLATION | no data | PDR | PD-971 | CLOSED | CLOSED | OIL/WATER | 4" | no data
02-VPDR205 | OWS INLET ISOLATION |  | no data | OWS INLET ISOLATION | no data | PDR | PD-960B | OPEN | CLOSED | OIL/WATER | 12" | no data
02-VPDR207 | TRENCH DRAIN CHECK/FLAPPER VALVE |  | no data | TRENCH DRAIN CHECK/FLAPPER VALVE | no data | PDR | PD-973 | OPEN | CLOSED | OIL/WATER | 12" | no data
02-VPDR208 | TRENCH DRAIN CHECK/FLAPPER VALVE |  | no data | TRENCH DRAIN CHECK/FLAPPER VALVE | no data | PDR | PD-973 | OPEN | CLOSED | OIL/WATER | 4" | no data
02-VPDR209 | TRENCH DRAIN CHECK/FLAPPER VALVE |  | no data | TRENCH DRAIN CHECK/FLAPPER VALVE | no data | PDR | PD-973 | OPEN | CLOSED | OIL/WATER | 12" | no data
02-VSMP100 | UNIT 2 SAMPLE PANEL HP BLOWDOWN HEADER DRAIN ISOLATION VALVE |  | no data | UNIT 2 SAMPLE PANEL HP BLOWDOWN HEADER DRAIN ISOLATION VALVE | no data | SMP | PD-500B | CLOSED | OPEN | Water | 0.75" | no data
02-VSTP100 | HP CONTROL VALVE HP STEM LEAK CHECK VALVE |  | no data | HP CONTROL VALVE HP STEM LEAK CHECK VALVE | no data | STP | PD-303B | OPEN | CLOSED | Steam/Water | 1.5" | no data
02-VSTP101 | HP STOP VALVE HP STEM LEAK CHECK VALVE |  | no data | HP STOP VALVE HP STEM LEAK CHECK VALVE | no data | STP | PD-303B | OPEN | CLOSED | Steam/Water | 1.5" | no data
02-VSTP102 | HP STEM LEAK TO CRH CHECK VALVE |  | no data | HP STEM LEAK TO CRH CHECK VALVE | no data | STP | PD-303B | OPEN | CLOSED | Steam/Water | 2" | no data
02-VSTP103 | HP STEM LEAK TO HP DRN TANK CHECK VALVE |  | no data | HP STEM LEAK TO HP DRN TANK CHECK VALVE | no data | STP | PD-303B | OPEN | CLOSED | Steam/Water | 2" | no data
02-VSTP104 | HPS after seat drain | ST lower | no data | HP STEAM INLET PIPE DRAIN MANUAL ISOLATION | no data | STP | PD-303B | OPEN | CLOSED | Steam/Water | 1.5" | no data
02-VSTP105 | HP SV/CV seat drain | ST upper East | ST | CMV SEAT DRAIN MANUAL ISOLATION | no data | STP | PD-303B | OPEN | CLOSED | Steam/Water | 1.5" | no data
02-VSTP106 | HRH after seat drain AOV iso | ST lower East | no data | IP STEAM INLET PIPE DRAIN MANUAL ISOLATION | no data | STP | PD-303B | OPEN | CLOSED | Steam/Water | 1" | no data
02-VSTP107 | HRH SV/CV seat drain AOV iso | ST upper East | ST | CRV SEAT DRAIN MANUAL ISOLATION | no data | STP | PD-303B | OPEN | CLOSED | Steam/Water | 1" | no data
02-VSTP108 | LP STEAM STRAINER DRAIN MANUAL ISOLATION |  | no data | LP STEAM STRAINER DRAIN MANUAL ISOLATION | no data | STP | PD-303B | CLOSED | CLOSED | Steam/Water | 1" | no data
02-VSTP109 | LP STEAM INLET PIPE DRAIN MANUAL ISOLATION |  | no data | LP STEAM INLET PIPE DRAIN MANUAL ISOLATION | no data | STP | PD-303B | CLOSED | CLOSED | Steam/Water | 1" | no data
02-VSTP110 | HP DT PIT | ST Drains Tank area | PT | INSTRUMENT | no data | STP | PD-304B | OPEN | CLOSED | Steam | 0.75" | no data
02-VSTP111 | HP DT Level Transmitters | ST Drains Tank area | LT | INSTRUMENT | no data | STP | PD-304B | OPEN | CLOSED | Steam | 2" | no data
02-VSTP112 | HP DT Level Transmitters | ST Drains Tank area | LT | INSTRUMENT | no data | STP | PD-304B | OPEN | CLOSED | Steam | 2" | no data
02-VSTP113 | HP DT Drain to LP DT CV iso | ST Drains Tank area | HP DT | HP ST DRAINS TANK DRAIN ISOLATION | no data | STP | PD-304B | CLOSED | CLOSED | Water | 6" | no data
02-VSTP114 | HP DT Drain before CV | ST Drains Tank area | HP DT | DRAIN | no data | STP | PD-304B | CLOSED | CLOSED | Water | 0.75" | no data
02-VSTP115 | HP DT Drain to LP DT CV iso | ST Drains Tank area | HP DT | HP ST DRAINS TANK DRAIN ISOLATION | no data | STP | PD-304B | CLOSED | CLOSED | Water | 6" | no data
02-VSTP116 | HP DT Drain | ST Drains Tank area | HP DT | DRAIN | no data | STP | PD-304B | CLOSED | CLOSED | Steam | 2" | no data
02-VSTP117 | DT pump A suction vent | ST Drains Tank area | ST DT pump | GLAND STEAM CONDENSER DRAIN ISOLATION | no data | STP | PD-306B | CLOSED | CLOSED | Water | 0.75" | no data
02-VSTP118 | DT pump A suction drain | ST Drains Tank area | ST DT pump | GLAND STEAM CONDENSER DRAIN ISOLATION | no data | STP | PD-306B | CLOSED | CLOSED | Water | 0.75" | no data
02-VSTP119 | GSC drain to funnel | ST lower East | GS condenser | GSC EMERGENCY LOOP SEAL DRAIN ISOLATION | no data | STP | PD-302B | CLOSED | CLOSED | Steam | 2" | no data
02-VSTP120 | GSC drain isolation before and after trap | ST lower East | GS condenser | GLAND STEAM CONDENSER STEAM TRAP DRAIN ISOLATION | no data | STP | PD-302B | OPEN | CLOSED | Steam | 2" | no data
02-VSTP121 | GSC drain isolation before and after trap | ST lower East | GS condenser | GLAND STEAM CONDENSER STEAM TRAP DRAIN ISOLATION | no data | STP | PD-302B | OPEN | CLOSED | Steam | 2" | no data
02-VSTP122 | GSC drain trap strainer drain | ST lower | ST seals | GLAND STEAM CONDENSER STEAM TRAP STRAINER DRAIN ISOLATION | no data | STP | PD-302B | OPEN | CLOSED | Steam | 1" | no data
02-VSTP123 | GSC drain trap bypass | ST lower | ST seals | GLAND STEAM CONDENSER STEAM TRAP BYPASS THROTTLIING | no data | STP | PD-302B | OPEN | CLOSED | Steam | 2" | no data
02-VSTP124 | DT pump B suction drain | ST Drains Tank area | ST DT pump | GSC FAN EXHAUST DRAIN ISOLATION | no data | STP | PD-306B | CLOSED | CLOSED | Water | 0.75" | no data
02-VSTP125 | GS Exhauster A outlet | ST upper West | ST seals | GSC FAN EXHAUST CHECK VALVE | no data | STP | PD-302B | OPEN | CLOSED | AIR | 6" | no data
02-VSTP126 | DT pump B suction vent | ST Drains Tank area | ST DT pump | GSC EXHAUST LOOP SEAL DRAIN ISOLATION | no data | STP | PD-306B | CLOSED | CLOSED | Water | 0.75" | no data
02-VSTP127 | GS spill over CV iso | ST lower | ST seals | GLAND STEAM SPILLOVER CONTROL VALVE ISOLATION | no data | STP | PD-300B | OPEN | CLOSED | Steam | 8" | no data
02-VSTP128 | GSC FAN EXHAUST CHECK VALVE |  | no data | GSC FAN EXHAUST CHECK VALVE | no data | STP | PD-302B | OPEN | CLOSED | AIR | 6" | no data
02-VSTP129 | GS spill over CV iso | ST lower | ST seals | GLAND STEAM SPILLOVER CONTROL VALVE ISOLATION | no data | STP | PD-300B | OPEN | CLOSED | Steam | 12" | no data
02-VSTP130 | HP DT Drain before CV | ST Drains Tank area | HP DT | DRAIN | no data | STP | PD-304B | CLOSED | CLOSED | Water | 0.75" | no data
02-VSTP131 | GS header PT | ST lower | ST seals | INSTRUMENT | no data | STP | PD-300B | OPEN | CLOSED | Steam | 1" | no data
02-VSTP132 | GS spill over CV bypass | ST lower | ST seals | GLAND STEAM SPILLOVER CONTROL VALVE BYPASS | no data | STP | PD-300B | CLOSED | CLOSED | Steam | 6" | no data
02-VSTP133 | GS header PT | ST lower | ST seals | INSTRUMENT | no data | STP | PD-300B | OPEN | CLOSED | Steam | 1" | no data
02-VSTP134 | HP DT Level Transmitters | ST Drains Tank area | LT | INSTRUMENT | no data | STP | PD-304B | OPEN | CLOSED | Steam | 2" | no data
02-VSTP135 | HP DT Level Transmitters | ST Drains Tank area | LT | INSTRUMENT | no data | STP | PD-304B | OPEN | CLOSED | Steam | 2" | no data
02-VSTP136 | INSTRUMENT |  | no data | INSTRUMENT | no data | STP | PD-304B | OPEN | CLOSED | Steam | 0.75" | no data
02-VSTP137 | GSC drain trap vent | ST lower | ST seals | GLAND STEAM CONDENSER STEAM TRAP EQUALIZING ISOLATION | no data | STP | PD-302B | OPEN | CLOSED | Steam | 1" | no data
02-VSTP138 | DRAIN ISOLATION |  | no data | DRAIN ISOLATION | no data | STP | PD-300B | CLOSED | CLOSED | Steam | 1" | no data
02-VSTP139 | Seals/stem leak off to GSC drain | ST lower | Gland Steam | DRAIN ISOLATION | no data | STP | PD-302B | CLOSED | CLOSED | Steam | 1" | no data
02-VSTP140 | Seals/stem leak off to GSC drain | ST lower | Gland Steam | DRAIN ISOLATION | no data | STP | PD-302B | CLOSED | CLOSED | Steam/Water | 1" | no data
02-VSTP141 | LP DT PIT | ST Drains Tank area | PT | INSTRUMENT | no data | STP | PD-305B | OPEN | CLOSED | Steam | 0.75" | no data
02-VSTP142 | INSTRUMENT |  | no data | INSTRUMENT | no data | STP | PD-305B | OPEN | CLOSED | Steam | 0.75" | no data
02-VSTP143 | LP DT LT | ST Drains Tank area | LT | INSTRUMENT | no data | STP | PD-305B | OPEN | CLOSED | Steam | 2" | no data
02-VSTP144 | LP DT LT | ST Drains Tank area | LT | INSTRUMENT | no data | STP | PD-305B | OPEN | CLOSED | Steam | 2" | no data
02-VSTP145 | DRAIN ISOLATION |  | no data | DRAIN ISOLATION | no data | STP | PD-302B | CLOSED | CLOSED | Steam | 1" | no data
02-VSTP146 | GS Exhauster drains | ST lower | ST seals | DRAIN ISOLATION | no data | STP | PD-302B | CLOSED | CLOSED | Steam | 1" | no data
02-VSTP147 | GS Exhauster drains | ST lower | ST seals | DRAIN ISOLATION | no data | STP | PD-302B | CLOSED | CLOSED | Steam | 1" | no data
02-VSTP148 | GS supply CV isolations | ST upper West | ST seals | INSTRUMENT | no data | STP | PD-305B | OPEN | CLOSED | Steam | 2" | no data
02-VSTP149 | GS supply CV isolations | ST upper West | ST seals | INSTRUMENT | no data | STP | PD-305B | OPEN | CLOSED | Steam | 2" | no data
02-VSTP150 | LP DT LT | ST Drains Tank area | LT | INSTRUMENT | no data | STP | PD-305B | OPEN | CLOSED | Steam | 2" | no data
02-VSTP151 | LP DT LT | ST Drains Tank area | LT | INSTRUMENT | no data | STP | PD-305B | OPEN | CLOSED | Steam | 2" | no data
02-VSTP152 | LP DT drain | ST Drains Tank area | LP DT | DRAIN | no data | STP | PD-305B | CLOSED | OPEN | Steam | 2" | no data
TagNumber | no data | no data | no data | Description | no data | System | P&ID | no data | no data | Working Fluid | Size (in) | no data
02-VSTP153 | GS Exhauster drains | ST lower | ST seals | DRAIN ISOLATION | no data | STP | PD-302B | CLOSED | CLOSED | Steam | 1" | no data
02-VSTP154 | GS Exhauster drains | ST lower | ST seals | LP STEAM DRAINS PUMP A SUCTION ISOLATION | no data | STP | PD-302B | OPEN | CLOSED | Steam | 1" | no data
02-VSTP155 | DT pump A suction strainer PDT | ST Drains Tank area | PT | INSTRUMENT | no data | STP | PD-306B | OPEN | CLOSED | Water | 0.75" | no data
02-VSTP156 | DT pump A suction strainer PDT | ST Drains Tank area | PT | INSTRUMENT | no data | STP | PD-306B | OPEN | CLOSED | Water | 0.75" | no data
02-VSTP157 | DT pump A suction vent | ST Drains Tank area | ST DT pump | VENT | no data | STP | PD-306B | CLOSED | OPEN | Water | 0.75" | no data
02-VSTP158 | DT pump A suction drain | ST Drains Tank area | ST DT pump | DRAIN | no data | STP | PD-306B | CLOSED | OPEN | Water | 0.75" | no data
02-VSTP159 | GS mist separator orphis drain | ST lower | ST seals | GLAND STEAM MIST SEPARATOR DRAIN ISOLATION | no data | STP | PD-300B | CLOSED | CLOSED | Steam | 1" | no data
02-VSTP160 | INSTRUMENT |  | no data | INSTRUMENT | no data | STP | PD-306B | OPEN | CLOSED | Water | 0.75" | no data
02-VSTP161 | DT pmup A vent | ST Drains Tank area | ST DT pump | LP STEAM DRAINS PUMP A VENT ISOLATION | no data | STP | PD-306B | CLOSED | OPEN | Water | 0.75" | no data
02-VSTP162 | INSTRUMENT |  | no data | INSTRUMENT | no data | STP | PD-306B | OPEN | CLOSED | Water | 0.75" | no data
02-VSTP163 | LP STEAM DRAINS PUMP A DISCHARGE CHECK VALVE |  | no data | LP STEAM DRAINS PUMP A DISCHARGE CHECK VALVE | no data | STP | PD-306B | OPEN | CLOSED | Water | 6" | no data
02-VSTP164 | DT pmup A discharge drain | ST Drains Tank area | ST DT pump | DRAIN | no data | STP | PD-306B | CLOSED | OPEN | Water | 0.75" | no data
02-VSTP165 | DT pmup A discharge | ST Drains Tank area | ST DT pump | LP STEAM DRAINS PUMP A DISCHARGE ISOLATION | no data | STP | PD-306B | OPEN | CLOSED | Water | 6" | no data
02-VSTP166 | DT pump common discharge iso | ST Drains Tank area | ST DT pump | VENT | no data | STP | PD-306B | CLOSED | OPEN | Water | 0.75" | no data
02-VSTP167 | GS mist separator orphis bypass | ST lower | ST seals | GLAND STEAM MIST SEPARATOR DRAIN ORIFICE BYPASS | no data | STP | PD-300B | CLOSED | CLOSED | Steam | 1" | no data
02-VSTP168 | DT pump B suction strainer PDT | ST Drains Tank area | ST DT pump | INSTRUMENT | no data | STP | PD-306B | OPEN | CLOSED | Water | 0.75" | no data
02-VSTP169 | DT pump B suction strainer PDT | ST Drains Tank area | ST DT pump | INSTRUMENT | no data | STP | PD-306B | OPEN | CLOSED | Water | 0.75" | no data
02-VSTP170 | DT pump B suction vent | ST Drains Tank area | ST DT pump | VENT | no data | STP | PD-306B | CLOSED | OPEN | Water | 0.75" | no data
02-VSTP171 | DT pump B suction drain | ST Drains Tank area | ST DT pump | DRAIN | no data | STP | PD-306B | CLOSED | OPEN | Water | 0.75" | no data
02-VSTP172 | PRIMING CONNECTION ISOLATION |  | no data | PRIMING CONNECTION ISOLATION | no data | STP | PD-302B | CLOSED | CLOSED | Steam/Water | 0.75" | no data
02-VSTP173 | INSTRUMENT |  | no data | INSTRUMENT | no data | STP | PD-306B | OPEN | CLOSED | Water | 0.75" | no data
02-VSTP174 | DT pmup B vent | ST Drains Tank area | ST DT pump | LP STEAM DRAINS PUMP B VENT ISOLATION | no data | STP | PD-306B | CLOSED | OPEN | Water | 0.75" | no data
02-VSTP175 | INSTRUMENT |  | no data | INSTRUMENT | no data | STP | PD-306B | OPEN | CLOSED | Water | 0.75" | no data
02-VSTP176 | LP STEAM DRAINS PUMP B DISCHARGE CHECK VALVE |  | no data | LP STEAM DRAINS PUMP B DISCHARGE CHECK VALVE | no data | STP | PD-306B | OPEN | CLOSED | Water | 6" | no data
02-VSTP177 | DT pmup B discharge drain | ST Drains Tank area | ST DT pump | DRAIN | no data | STP | PD-306B | CLOSED | OPEN | Water | 0.75" | no data
02-VSTP178 | DT pmup B discharge | ST Drains Tank area | ST DT pump | LP STEAM DRAINS PUMP B DISCHARGE ISOLATION | no data | STP | PD-306B | OPEN | CLOSED | Water | 6" | no data
02-VSTP179 | GS Exhauster B outlet | ST upper West | ST seals | GSC FAN EXHAUST ISOLATION | no data | STP | PD-302B | OPEN | CLOSED | AIR | 6" | no data
02-VSTP180 | GSC FAN EXHAUST ISOLATION |  | no data | GSC FAN EXHAUST ISOLATION | no data | STP | PD-302B | OPEN | CLOSED | AIR | 6" | no data
02-VSTP181 | GS mist separator orphis drain | ST lower | ST seals | GLAND STEAM MIST SEPARATOR DRAIN THROTTLE | no data | STP | PD-300B | CLOSED | OPEN | Steam | 1" | no data
02-VSTP182 | GS mist separator common drain | ST lower | ST seals | GLAND STEAM MIST SEPARATOR DRAIN ISOLATION | no data | STP | PD-300B | CLOSED | OPEN | Steam | 1" | no data
02-VSTP183 | GS header drain | ST lower | ST seals | GLAND STEAM HEADER DRAIN ISOLATION | no data | STP | PD-300B | CLOSED | OPEN | Steam | 1" | no data
02-VSTP184 | GS header drain | ST lower | ST seals | GLAND STEAM HEADER DRAIN THROTTLE | no data | STP | PD-300B | CLOSED | OPEN | Steam | 1" | no data
02-VSTP185 | GS header drain | ST lower | ST seals | GLAND STEAM HEADER DRAIN ISOLATION | no data | STP | PD-300B | CLOSED | OPEN | Steam | 1" | no data
02-VSTP195 | HP DT Level Transmitters | ST Drains Tank area | LT | INSTRUMENT | no data | STP | PD-304B | OPEN | CLOSED | Steam | 2" | no data
02-VSTP196 | HP DT Level Transmitters | ST Drains Tank area | LT | INSTRUMENT | no data | STP | PD-304B | OPEN | CLOSED | Steam | 2" | no data
02-VSTP370 | HP DT Drain to LP DT CV iso | ST Drains Tank area | HP DT | HP ST DRAINS TANK DRAIN ISOLATION | no data | STP | PD-304B | CLOSED | OPEN | Water | 6" | no data
02-VSTP371 | HP DT Drain to LP DT CV iso | ST Drains Tank area | HP DT | HP ST DRAINS TANK DRAIN ISOLATION | no data | STP | PD-304B | CLOSED | OPEN | Water | 6" | no data
02-VSTP386 | DT pump discharge vent | ST Drains Tank area | ST DT pump | CONDENSATE RECEIVER TANK ISOLATION | no data | STP | PD-306B | CLOSED | OPEN | Water | 6" | no data
02-VSWS100 | BD tank sump pump flush water | HRSG NE | BDT | BEARING FLUSH ISOLATION | no data | SWS | PD-090B | OPEN | CLOSED | Water | 1" | no data
02-VSWS101 | SW to BDT flow meter | HRSG NE | BDT | INSTRUMENT | no data | SWS | PD-090B | OPEN | CLOSED | Water | 0.5" | no data
02-VSWS102 | SW to BDT flow meter | HRSG NE | BDT | INSTRUMENT | no data | SWS | PD-090B | OPEN | CLOSED | Water | 0.5" | no data
02-VSWS103 | U2 "E" sep tank makeup man iso | U2 "E" vacuum pump | no data | VACUUM PUMP MAKEUP ISOLATION | no data | SWS | PD-393 | OPEN | CLOSED | Water | 1" | no data
02-VSWS104 | VACUUM PUMP MAKEUP ISOLATION |  | no data | VACUUM PUMP MAKEUP ISOLATION | no data | SWS | PD-393 | OPEN | CLOSED | Water | 1" | no data
02-VSWS105 | VACUUM PUMP MAKEUP ISOLATION |  | no data | VACUUM PUMP MAKEUP ISOLATION | no data | SWS | PD-393 | OPEN | CLOSED | Water | 1" | no data
02-VSWS106 | FIN TUBE CLEANING SKID ISOLATION |  | no data | FIN TUBE CLEANING SKID ISOLATION | no data | SWS | PD-393 | CLOSED | CLOSED | Water | 2" | no data
02-VSWS108 | SW to BDT quenching drain | HRSG NE | BDT | DRAIN | no data | SWS | PD-090B | CLOSED | OPEN | Water | 0.75" | no data
02-VSWS109 | SW to HRSG sump pit quenching iso | HRSG NE | BDT | UNIT 2 HRSG BLOWDOWN SUMP QUENCH ISOLATION | no data | SWS | PD-090B | OPEN | CLOSED | Water | 3" | no data
02-VSWS110 | SW to HRSG sump pit quenching drain | HRSG NE | BDT | DRAIN | no data | SWS | PD-090B | CLOSED | OPEN | Water | 0.75" | no data
02-VSWS111 | SW to BDT quenching iso | HRSG NE | BDT | UNIT 2 HRSG BLOWDOWN TANK/SUMP QUENCH ISOLATION | no data | SWS | PD-090B | OPEN | CLOSED | Water | 6" | no data
02-VSWS115 | Sep tank makeup Man ISO | U2 ACC AREA | no data | VACUUM PUMP MAKEUP ISOLATION | no data | SWS | PD-393 | OPEN | CLOSED | Water | 1" | no data
02-VSWS118 | VACUUM PUMP MAKEUP ISOLATION |  | no data | VACUUM PUMP MAKEUP ISOLATION | no data | SWS | PD-393 | OPEN | CLOSED | Water | 1" | no data
02-VWDR100 | OIL IN WATER ANALYZER ISOLATION VALVE |  | no data | OIL IN WATER ANALYZER ISOLATION VALVE | no data | WDR | PD-960B | OPEN | CLOSED | Water | 0.75" | no data
02-VWDR237 | VENT |  | no data | VENT | no data | WDR | PD-960B | CLOSED | OPEN | Water | 0.75" | no data
02-YV-BFW309 | TCA COOLER INLET EMERGENCY SHUTOFF |  | no data | TCA COOLER INLET EMERGENCY SHUTOFF | no data | BFW | PD-063B | OPEN | CLOSED | Water | 6" | no data
02-YV-BFW319 | CTA COOLER BFW SUPPLY STARTUP VALVE |  | no data | CTA COOLER BFW SUPPLY STARTUP VALVE | no data | BFW | PD-063B | OPEN | CLOSED | Water | 1" | no data
02-YV-BFW409 | FGH UPSTREAM BFW EMERGENCY SHUTOFF |  | no data | FGH UPSTREAM BFW EMERGENCY SHUTOFF | no data | BFW | PD-064B | OPEN | CLOSED | Water | 4" | no data
02-YV-BFW419 | FG HX BFW SUPPLY STARTUP VALVE |  | no data | FG HX BFW SUPPLY STARTUP VALVE | no data | BFW | PD-064B | OPEN | CLOSED | Water | 1" | no data
02-YV-BFW445 | FGH BFW OUTLET EMERGENCY SHUTOFF |  | no data | FGH BFW OUTLET EMERGENCY SHUTOFF | no data | BFW | PD-064B | OPEN | CLOSED | Water | 4" | no data
02-YV-BFW705 | HPS TA SPRAY SUPPLY AUTOMATIC BLOCK |  | no data | HPS TA SPRAY SUPPLY AUTOMATIC BLOCK | no data | BFW | PD-020B | OPEN | CLOSED | Water | 3" | no data
02-YV-BFW715 | HPS BYPASS SPRAY SUPPLY AUTOMATIC BLOCK |  | no data | HPS BYPASS SPRAY SUPPLY AUTOMATIC BLOCK | no data | BFW | PD-020B | OPEN | CLOSED | Water | 3" | no data
02-YV-BFW735 | HRH SPRAY SUPPLY AUTOMATIC BLOCK |  | no data | HRH SPRAY SUPPLY AUTOMATIC BLOCK | no data | BFW | PD-034B | OPEN | CLOSED | Water | 3" | no data
02-YV-BFW745 | CRH LETDOWN PCV SPRAY AUTOMATIC BLOCK |  | no data | CRH LETDOWN PCV SPRAY AUTOMATIC BLOCK | no data | BFW | PD-124B | OPEN | CLOSED | Water | 1" | no data
02-YV-BFW757 | CRH LETDOWN ATTEMPERATOR SPRAY AUTOMATIC BLOCK |  | no data | CRH LETDOWN ATTEMPERATOR SPRAY AUTOMATIC BLOCK | no data | BFW | PD-124B | OPEN | CLOSED | Water | 1" | no data
02-YV-CND441 | CND SYSTEM EMERGENCY DUMP VALVE |  | no data | CND SYSTEM EMERGENCY DUMP VALVE | no data | CND | PD-053B | OPEN | CLOSED | Water | 3" | no data
02-YV-CND509 | ECA COOLER LOOP SUPPLY AUTOMATIC ISOLATION |  | no data | ECA COOLER LOOP SUPPLY AUTOMATIC ISOLATION | no data | CND | PD-054B | OPEN | CLOSED | Water | 6" | no data
02-YV-CND571 | ECA COOLER LOOP RETURN AUTOMATIC ISOLATION |  | no data | ECA COOLER LOOP RETURN AUTOMATIC ISOLATION | no data | CND | PD-054B | OPEN | CLOSED | Water | 6" | no data
02-YV-CND702 | HRH BYPASS SPRAY SUPPLY AUTOMATIC BLOCK |  | no data | HRH BYPASS SPRAY SUPPLY AUTOMATIC BLOCK | no data | CND | PD-034B | OPEN | CLOSED | Water | 4" | no data
02-YV-CND705 | CRH VENTILATOR SPRAY AUTOMATIC BLOCK |  | no data | CRH VENTILATOR SPRAY AUTOMATIC BLOCK | no data | CND | PD-030B | OPEN | CLOSED | Water | 3" | no data
02-YV-CND721 | GLAND STEAM DSH SPRAY AUTOMATIC BLOCK |  | no data | GLAND STEAM DSH SPRAY AUTOMATIC BLOCK | no data | CND | PD-300B | OPEN | CLOSED | Water | 1" | no data
02-YV-CND725 | LP BYPASS VALVE SPRAY SUPPLY AUTOMATIC BLOCK |  | no data | LP BYPASS VALVE SPRAY SUPPLY AUTOMATIC BLOCK | no data | CND | PD-040B | OPEN | CLOSED | Water | 1" | no data
02-YV-DWS719 | CONDENSER EMERGENCY MAKEUP ON/OFF |  | no data | CONDENSER EMERGENCY MAKEUP ON/OFF | no data | DWS | PD-050B | OPEN | CLOSED | Water | 6" | no data
02-YV-STP131 | HP ST DRAINS TANK DRAIN ON/OFF |  | no data | HP ST DRAINS TANK DRAIN ON/OFF | no data | STP | PD-304B | OPEN | CLOSED | Water | 6" | no data
02-YV-STP132 | HP ST DRAINS TANK DRAIN ON/OFF |  | no data | HP ST DRAINS TANK DRAIN ON/OFF | no data | STP | PD-304B | OPEN | CLOSED | Water | 6" | no data
02-YV-WDR110 | UNIT 2 OWS AUTOMATIC ISOLATION VALVE |  | no data | UNIT 2 OWS AUTOMATIC ISOLATION VALVE | no data | WDR | PD-960B | OPEN | CLOSED | Water | 6" | no data
01PRVHLS997 | no data | no data | no data | LP DRUM PRESSURE RELIEF VALVE 1 | NA | no data | 2080_00003‐1 | no data | no data | Steam | 6" | no data
01PRVHLS998 | no data | no data | no data | LP DRUM PRESSURE RELIEF VALVE 2 | NA | no data | 2080_00003‐1 | no data | no data | Steam | 6" | no data
01PRVHLS999 | no data | no data | no data | LP STEAM OUTLET PRESSURE RELIEF VALVE | NA | no data | 2080_00003‐2 | no data | no data | Steam | 6" | no data
01PRVHIS995 | no data | no data | no data | IP ECONOMIZER INLET PRESSURE RELIEF VALVE | NA | no data | 2080_00004‐1 | no data | no data | Water | 3" | no data
01PRVHIS997 | no data | no data | no data | IP DRUM PRESSURE RELIEF VALVE 1 | NA | no data | 2080_00004‐2 | no data | no data | Steam | 4" | no data
01PRVHIS998 | no data | no data | no data | IP DRUM PRESSURE RELIEF VALVE 2 | NA | no data | 2080_00004‐2 | no data | no data | Steam | 6" | no data
01PRVHIS999 | no data | no data | no data | IP STEAM OUTLET PRESSURE RELIEF VALVE | NA | no data | 2080_00004‐3 | no data | no data | Steam | 4" | no data
01PRVHRS997 | no data | no data | no data | COLD REHEAT PRESSURE RELIEF VALVE 1 | NA | no data | 2080_00004‐4 | no data | no data | Steam | 10" | no data
01PRVHRS998 | no data | no data | no data | COLD REHEAT PRESSURE RELIEF VALVE 2 | NA | no data | 2080_00004‐4 | no data | no data | Steam | 2 x 10" | no data
01PRVHRS999 | no data | no data | no data | HOT REHEAT PRESSURE RELIEF VALVE | NA | no data | 2080_00004‐4 | no data | no data | Steam | 8" | no data
01PRVHHS997 | no data | no data | no data | HP DRUM PRESSURE RELIEF VALVE 1 | NA | no data | 2080_00005‐2 | no data | no data | Steam | 6" | no data
01PRVHHS998 | no data | no data | no data | HP DRUM PRESSURE RELIEF VALVE 2 | NA | no data | 2080_00005‐2 | no data | no data | Steam | 6" | no data
01PRVHHS999 | no data | no data | no data | HP STEAM OUTLET PRESSURE RELIEF VALVE | NA | no data | 2080_00005‐3 | no data | no data | Steam | 6" | no data
01PRVHLS901 | no data | no data | no data | PREHEATER EXT HEAT EXCHANGER PRESSURE RELIEF VALVE | NA | no data | 2080_00006‐1 | no data | no data | Water | 2" | no data
01PRVHLS902 | no data | no data | no data | PREHEATER EXT HEAT EXCHANGER PRESSURE RELIEF VALVE | NA | no data | 2080_00006‐1 | no data | no data | Water | 2" | no data
01PRVHLS994 | no data | no data | no data | PREHEATER INLET PILOT OPERATED RELIEF VALVE | NA | no data | 2080_00006‐1 | no data | no data | Water | 8" | no data
01LCVHLS901 | no data | no data | no data | LP DRUM LEVEL CONTROL VALVE | POVCTRL | no data | 2080_00003‐1 | no data | no data | Water | 12" | no data
01PCVHLS901 | no data | no data | no data | LP SPARGING STEAM CONTROL VALVE | POVCTRL | no data | 2080_00003‐1 | no data | no data | Steam | 2" | no data
01LCVHIS901 | no data | no data | no data | IP DRUM LEVEL CONTROL VALVE | POVCTRL | no data | 2080_00004‐2 | no data | no data | Water | 3" | no data
01PCVHIS901 | no data | no data | no data | IP SPARGING STEAM CONTROL VALVE | POVCTRL | no data | 2080_00004‐2 | no data | no data | Steam | 2" | no data
01PCVHIS902 | no data | no data | no data | IP TO LP PEGGING STEAM CONTROL VALVE | POVCTRL | no data | 2080_00004‐2 | no data | no data | Steam | 3" | no data
01PCVHIS903 | no data | no data | no data | IP STEAM OUTLET BACK PRESSURE CONTROL VALVE | POVCTRL | no data | 2080_00004‐3 | no data | no data | Steam | 8" | no data
01LCVHHS901 | no data | no data | no data | HP DRUM LEVEL CONTROL VALVE 1 (25%‐100%) | POVCTRL | no data | 2080_00005‐1 | no data | no data | Water | 8" | no data
01LCVHHS902 | no data | no data | no data | HP DRUM LEVEL CONTROL VALVE 2 (0‐30%) | POVCTRL | no data | 2080_00005‐1 | no data | no data | Water | 4" | no data
01FCVHHS901 | no data | no data | no data | HP SPARGING STEAM CONTROL VALVE | POVCTRL | no data | 2080_00005‐2 | no data | no data | Steam | 3" | no data
01FCVHHS904 | no data | no data | no data | HP TO IP CASCADING BLOWDOWN CONTROL VALVE | NA | no data | 2080_00005‐2 | no data | no data | Water | 2" | no data
01PCVHHS902 | no data | no data | no data | HP STEAM OUTLET CONTROL VALVE | POVCTRL | no data | 2080_00005‐3 | no data | no data | Steam | 12" | no data
01TCVHLS901 | no data | no data | no data | PREHEATER BYPASS CONTROL VALVE 1 | POVCTRL | no data | 2080_00006‐1 | no data | no data | Water | 10" | no data
01TCVHLS902 | no data | no data | no data | PREHEATER BYPASS CONTROL VALVE 2 | POVCTRL | no data | 2080_00006‐1 | no data | no data | Water | 10" | no data
01TCVHLS903 | no data | no data | no data | PREHEATER EXT HEAT EXCHANGER CONTROL VALVE 1 | POVCTRL | no data | 2080_00006‐1 | no data | no data | Water | 10" | no data
01TCVHLS904 | no data | no data | no data | PREHEATER EXT HEAT EXCHANGER CONTROL VALVE 2 | POVCTRL | no data | 2080_00006‐1 | no data | no data | Water | 10" | no data
01FCVHIS904 | no data | no data | no data | IP CONTINUOUS BLOWDOWN CONTROL VALVE | NA | no data | 2080_00007‐1 | no data | no data | Water | 2" | no data
01TCVHBD901 | no data | no data | no data | BLOWDOWN TANK COOLING WATER CONTROL VALVE | POVCTRL | no data | 2080_00007‐1 | no data | no data | Water | 4" | no data
01YCVHHS901 | no data | no data | no data | HP INTERMITTENT BLOWDOWN CONTROL VALVE | POVCTRL | no data | 2080_00007‐1 | no data | no data | Water | 2" | no data
01YCVHIS901 | no data | no data | no data | IP INTERMITTENT BLOWDOWN CONTROL VALVE | POVCTRL | no data | 2080_00007‐1 | no data | no data | Water | 2" | no data
01YCVHLS901 | no data | no data | no data | LP INTERMITTENT BLOWDOWN CONTROL VALVE | POVCTRL | no data | 2080_00007‐1 | no data | no data | Water | 3" | no data
01TCVHRS901 | no data | no data | no data | REHEAT INTERSTAGE ATTEMPERATOR CONTROL VALVE | POVCTRL | no data | 2080_00004‐4 | no data | no data | Water | 2" | no data
01TCVHRS902 | no data | no data | no data | REHEAT FINAL ATTEMPERATOR CONTROL VALVE | POVCTRL | no data | 2080_00004‐4 | no data | no data | Water | 2" | no data
01TCVHHS801 | no data | no data | no data | HP INTERSTAGE ATTEMPERATOR CONTROL VALVE | POVCTRL | no data | 2080_00005‐3 | no data | no data | Water | 2" | no data
01TCVHHS902 | no data | no data | no data | HP FINAL ATTEMPERATOR CONTROL VALVE | POVCTRL | no data | 2080_00005‐3 | no data | no data | Water | 2" | no data
01VHEH910 | no data | no data | no data | STACK DRAIN | NA | no data | 2080_00002‐1 | no data | no data | Water | 3" | no data
01VHLS924 | no data | no data | no data | BFP SUCTION | NA | no data | 2080_00003‐1 | no data | no data | Water | 12" | no data
01VHLS940 | no data | no data | no data | LP CV ISOLATION | NA | no data | 2080_00003‐1 | no data | no data | Water | 10" | no data
01VHLS941 | no data | no data | no data | LP CV ISOLATION | NA | no data | 2080_00003‐1 | no data | no data | Water | 10" | no data
01VHLS994 | no data | no data | no data | LP STEAM SPARGING CHECK VALVE | NA | no data | 2080_00003‐1 | no data | no data | Steam | 3" | no data
01VHIS901 | no data | no data | no data | IP FEEDWATER INLET | NA | no data | 2080_00004‐1 | no data | no data | Water | 6" | no data
01VHIS902 | no data | no data | no data | IP FEEDWATER INLET CHECK VALVE | NA | no data | 2080_00004‐1 | no data | no data | Water | 4" | no data
01VHIS921 | no data | no data | no data | IP FGH EXTRACTION CHECK VALVE | NA | no data | 2080_00004‐1 | no data | no data | Water | 4" | no data
01VHIS934 | no data | no data | no data | IP CV ISOLATION VALVE | NA | no data | 2080_00004‐2 | no data | no data | Water | 4" | no data
01VHIS935 | no data | no data | no data | IP CV ISOLATION VALVE | NA | no data | 2080_00004‐2 | no data | no data | Water | 4" | no data
01VHIS975 | no data | no data | no data | IP STEAM SPARGING CHECK VALVE | NA | no data | 2080_00004‐2 | no data | no data | Steam | 3" | no data
01VHIS978 | no data | no data | no data | IP PEGGING STEAM | NA | no data | 2080_00004‐2 | no data | no data | Steam | 6" | no data
01VHIS989 | no data | no data | no data | IP NRV (STOP CHECK) | NA | no data | 2080_00004‐3 | no data | no data | Steam | 8" | no data
01VHRS830 | no data | no data | no data | RH INTERSTAGE ATTEMPERATOR SPRAY WATER ISOLATION | NA | no data | 2080_00004‐4 | no data | no data | Water | 2 1/2" | no data
01VHRS831 | no data | no data | no data | RH INTERSTAGE ATTEMPERATOR SPRAY WATER SWING CHECK VALVE | NA | no data | 2080_00004‐4 | no data | no data | Water | 2 1/2" | no data
01VHHS901 | no data | no data | no data | HP FEEDWATER CONTROL VALVE ISOLATION | NA | no data | 2080_00005‐1 | no data | no data | Water | 12" | no data
01VHHS902 | no data | no data | no data | HP FEEDWATER CONTROL VALVE ISOLATION | NA | no data | 2080_00005‐1 | no data | no data | Water | 12" | no data
01VHHS903 | no data | no data | no data | HP FEEDWATER CONTROL VALVE ISOLATION | NA | no data | 2080_00005‐1 | no data | no data | Water | 6" | no data
01VHHS904 | no data | no data | no data | HP FEEDWATER CONTROL VALVE ISOLATION | NA | no data | 2080_00005‐1 | no data | no data | Water | 6" | no data
01VHHS911 | no data | no data | no data | HP FEEDWATER INLET SWING CHECK VALVE | NA | no data | 2080_00005‐1 | no data | no data | Water | 12" | no data
01VHHS948 | no data | no data | no data | HP TCA RETURN TO HP ECONOMIZER ISOLATION | NA | no data | 2080_00005‐1 | no data | no data | Water | 6" | no data
01VHHS949 | no data | no data | no data | HP TCA RETURN TO HP ECONOMIZER CHECK | NA | no data | 2080_00005‐1 | no data | no data | Water | 6" | no data
01VHHS993 | no data | no data | no data | HP STEAM SPARGING CHECK VALVE | NA | no data | 2080_00005‐2 | no data | no data | Steam | 4" | no data
01VHHS844 | no data | no data | no data | HP INTERSTAGE ATTEMPERATOR SPRAY WATER ISOLATION | NA | no data | 2080_00005‐3 | no data | no data | Water | 2 1/2" | no data
01VHHS845 | no data | no data | no data | HP INTERSTAGE ATTEMPERATOR SPRAY WATER SWING CHECK VALVE | NA | no data | 2080_00005‐3 | no data | no data | Water | 2 1/2" | no data
01VHLS901 | no data | no data | no data | LP FEEDWATER INLET CHECK | NA | no data | 2080_00006‐1 | no data | no data | Water | 10" | no data
01VHLS904 | no data | no data | no data | LP HEAT EXCHANGER ISOLATION | NA | no data | 2080_00006‐1 | no data | no data | Water | 10" | no data
01VHLS905 | no data | no data | no data | LP HEAT EXCHANGER ISOLATION | NA | no data | 2080_00006‐1 | no data | no data | Water | 10" | no data
01VHLS907 | no data | no data | no data | LP HEAT EXCHANGER ISOLATION | NA | no data | 2080_00006‐1 | no data | no data | Water | 10" | no data
01VHLS908 | no data | no data | no data | LP HEAT EXCHANGER ISOLATION | NA | no data | 2080_00006‐1 | no data | no data | Water | 10" | no data
01VHLS909 | no data | no data | no data | LP HEAT EXCHANGER BYPASS | NA | no data | 2080_00006‐1 | no data | no data | Water | 10" | no data
01VHBD904 | no data | no data | no data | BLOW DOWN TANK CV ISOLATION | NA | no data | 2080_00007‐1 | no data | no data | Water | 6" | no data
01VHBD905 | no data | no data | no data | BLOW DOWN TANK CV ISOLATION | NA | no data | 2080_00007‐1 | no data | no data | Water | 6" | no data
01VHBD906 | no data | no data | no data | BLOW DOWN TANK CHECK | NA | no data | 2080_00007‐1 | no data | no data | Water | 6" | no data
01VHEH901 | no data | no data | no data | EXHAUST SIDE INLET DUCT PRESSURE TRANSMITTER ISOLATION | NA | no data | 2080_00002‐1 | no data | no data | Flue gas | 1" | no data
01VHEH902 | no data | no data | no data | EXHAUST SIDE INLET DUCT PRESSURE TRANSMITTER ISOLATION | NA | no data | 2080_00002‐1 | no data | no data | Flue gas | 1" | no data
01VHEH903 | no data | no data | no data | EXHAUST SIDE INLET DUCT PRESSURE TRANSMITTER ISOLATION | NA | no data | 2080_00002‐1 | no data | no data | Flue gas | 1" | no data
01VHEH904 | no data | no data | no data | EXHAUST SIDE CO CATALYST 1 PRESSURE TRASMITTER ISOLATION | NA | no data | 2080_00002‐1 | no data | no data | Flue gas | 1" | no data
01VHEH905 | no data | no data | no data | EXHAUST SIDE CO CATALYST 1 PRESSURE TRASMITTER ISOLATION | NA | no data | 2080_00002‐1 | no data | no data | Flue gas | 1" | no data
01VHEH906 | no data | no data | no data | EXHAUST SIDE CO CATALYST 2 PRESSURE TRASMITTER ISOLATION | NA | no data | 2080_00002‐1 | no data | no data | Flue gas | 1" | no data
01VHEH907 | no data | no data | no data | EXHAUST SIDE CO CATALYST 2 PRESSURE TRASMITTER ISOLATION | NA | no data | 2080_00002‐1 | no data | no data | Flue gas | 1" | no data
01VHEH908 | no data | no data | no data | EXHAUST SIDE SCR CATALYST PRESSURE TRASMITTER ISOLATION | NA | no data | 2080_00002‐1 | no data | no data | Flue gas | 1" | no data
01VHEH909 | no data | no data | no data | EXHAUST SIDE SCR CATALYST PRESSURE TRASMITTER ISOLATION | NA | no data | 2080_00002‐1 | no data | no data | Flue gas | 1" | no data
01VHEH912 | no data | no data | no data | BURNER MAIN FUEL LINE DRAIN | NA | no data | 2080_00002‐1 | no data | no data | Nat. Gas | 2" | no data
01VHEH913 | no data | no data | no data | BURNER PILOT FUEL LINE DRAIN | NA | no data | 2080_00002‐1 | no data | no data | Nat. Gas | 2" | no data
01VHEH914 | no data | no data | no data | BURNER INSTRUMENT AIR DRAIN | NA | no data | 2080_00002‐1 | no data | no data | Air | 2" | no data
01VHEH915 | no data | no data | no data | BURNER COOLING AIR DRAIN | NA | no data | 2080_00002‐1 | no data | no data | Air | 2" | no data
01VHLS805 | no data | no data | no data | LP SATURATED STEAM VENT | NA | no data | 2080_00003‐1 | no data | no data | Water/Steam | 2" | no data
01VHLS806 | no data | no data | no data | LP SATURATED STEAM VENT | NA | no data | 2080_00003‐1 | no data | no data | Water/Steam | 2" | no data
01VHLS831 | no data | no data | no data | DEAERATOR VENT ISOLATION VALVE | NA | no data | 2080_00003‐1 | no data | no data | Water | 2" | no data
01VHLS832 | no data | no data | no data | DEAERATOR VENT ISOLATION VALVE | NA | no data | 2080_00003‐1 | no data | no data | Water | 2" | no data
01VHLS833 | no data | no data | no data | DEAERATOR VENT ISOLATION VALVE | NA | no data | 2080_00003‐1 | no data | no data | Water | 2" | no data
01VHLS834 | no data | no data | no data | DEAERATOR VENT ISOLATION VALVE | NA | no data | 2080_00003‐1 | no data | no data | Water | 2" | no data
01VHLS923 | no data | no data | no data | PREHEATER DRAIN | NA | no data | 2080_00003‐1 | no data | no data | Water | 2" | no data
01VHLS925 | no data | no data | no data | PREHEATER DRAIN | NA | no data | 2080_00003‐1 | no data | no data | Water | 2" | no data
01VHLS926 | no data | no data | no data | PREHEATER OUTLET PRESSURE INDICATOR ISOLATION | NA | no data | 2080_00003‐1 | no data | no data | Water | 3/4" | no data
01VHLS927 | no data | no data | no data | PREHEATER OUTLET PRESSURE INDICATOR ISOLATION | NA | no data | 2080_00003‐1 | no data | no data | Water | 3/4" | no data
01VHLS930 | no data | no data | no data | PREHEATER OUTLET PRESSURE TRANSMITTER ISOLATION | NA | no data | 2080_00003‐1 | no data | no data | Water | 3/4" | no data
01VHLS931 | no data | no data | no data | PREHEATER OUTLET PRESSURE TRANSMITTER ISOLATION | NA | no data | 2080_00003‐1 | no data | no data | Water | 3/4" | no data
01VHLS932 | no data | no data | no data | PREHEATER OUTLET FLOW TRANSMITTER ISOLATION | NA | no data | 2080_00003‐1 | no data | no data | Water | 3/4" | no data
01VHLS933 | no data | no data | no data | PREHEATER OUTLET FLOW TRANSMITTER ISOLATION | NA | no data | 2080_00003‐1 | no data | no data | Water | 3/4" | no data
01VHLS934 | no data | no data | no data | PREHEATER OUTLET FLOW TRANSMITTER ISOLATION | NA | no data | 2080_00003‐1 | no data | no data | Water | 3/4" | no data
01VHLS935 | no data | no data | no data | PREHEATER OUTLET FLOW TRANSMITTER ISOLATION | NA | no data | 2080_00003‐1 | no data | no data | Water | 3/4" | no data
01VHLS936 | no data | no data | no data | PREHEATER OUTLET FLOW TRANSMITTER ISOLATION | NA | no data | 2080_00003‐1 | no data | no data | Water | 3/4" | no data
01VHLS937 | no data | no data | no data | PREHEATER OUTLET FLOW TRANSMITTER ISOLATION | NA | no data | 2080_00003‐1 | no data | no data | Water | 3/4" | no data
01VHLS938 | no data | no data | no data | PREHEATER OUTLET FLOW TRANSMITTER ISOLATION | NA | no data | 2080_00003‐1 | no data | no data | Water | 3/4" | no data
01VHLS939 | no data | no data | no data | PREHEATER OUTLET FLOW TRANSMITTER ISOLATION | NA | no data | 2080_00003‐1 | no data | no data | Water | 3/4" | no data
01VHLS942 | no data | no data | no data | LP DRUM LCV BYPASS | NA | no data | 2080_00003‐1 | no data | no data | Water | 2" | no data
01VHLS943 | no data | no data | no data | PREHEATER OUTLET DRAIN (DOWNSTREAM LCV) | NA | no data | 2080_00003‐1 | no data | no data | Water | 2" | no data
01VHLS944 | no data | no data | no data | PREHEATER OUTLET DRAIN (DOWNSTREAM LCV) | NA | no data | 2080_00003‐1 | no data | no data | Water | 2" | no data
01VHLS945 | no data | no data | no data | LP DRUM DEAERATOR PRESSURE INDICATOR ISOLATION | NA | no data | 2080_00003‐1 | no data | no data | Water/Steam | 3/4" | no data
01VHLS946 | no data | no data | no data | LP DRUM DEAERATOR PRESSURE INDICATOR ISOLATION | NA | no data | 2080_00003‐1 | no data | no data | Water/Steam | 3/4" | no data
01VHLS947 | no data | no data | no data | LP DRUM DEAERATOR VENT | NA | no data | 2080_00003‐1 | no data | no data | Water/Steam | 2" | no data
01VHLS948 | no data | no data | no data | LP DRUM DEAERATOR VENT | NA | no data | 2080_00003‐1 | no data | no data | Water/Steam | 2" | no data
01VHLS949 | no data | no data | no data | LP DRUM LEVEL GAUGE ISOLATION | NA | no data | 2080_00003‐1 | no data | no data | Water/Steam | 2" | no data
01VHLS950 | no data | no data | no data | LP DRUM LEVEL INDICATION DRAIN | NA | no data | 2080_00003‐1 | no data | no data | Water/Steam | 2" | no data
01VHLS951 | no data | no data | no data | LP DRUM LEVEL INDICATION DRAIN | NA | no data | 2080_00003‐1 | no data | no data | Water/Steam | 2" | no data
01VHLS952 | no data | no data | no data | LP DRUM LEVEL INDICATION DRAIN | NA | no data | 2080_00003‐1 | no data | no data | Water/Steam | 2" | no data
01VHLS953 | no data | no data | no data | LP DRUM LEVEL TRANSMITTER ISOLATION | NA | no data | 2080_00003‐1 | no data | no data | Water/Steam | 1" | no data
01VHLS954 | no data | no data | no data | LP DRUM LEVEL TRANSMITTER ISOLATION | NA | no data | 2080_00003‐1 | no data | no data | Water/Steam | 1" | no data
01VHLS955 | no data | no data | no data | LP DRUM LEVEL TRANSMITTER ISOLATION | NA | no data | 2080_00003‐1 | no data | no data | Water/Steam | 1" | no data
01VHLS956 | no data | no data | no data | LP DRUM LEVEL TRANSMITTER ISOLATION | NA | no data | 2080_00003‐1 | no data | no data | Water/Steam | 1" | no data
01VHLS957 | no data | no data | no data | LP DRUM LEVEL TRANSMITTER ISOLATION | NA | no data | 2080_00003‐1 | no data | no data | Water/Steam | 1" | no data
01VHLS958 | no data | no data | no data | LP DRUM LEVEL TRANSMITTER ISOLATION | NA | no data | 2080_00003‐1 | no data | no data | Water/Steam | 1" | no data
01VHLS959 | no data | no data | no data | LP DRUM LEVEL TRANSMITTER ISOLATION | NA | no data | 2080_00003‐1 | no data | no data | Water/Steam | 1" | no data
01VHLS960 | no data | no data | no data | LP DRUM LEVEL TRANSMITTER ISOLATION | NA | no data | 2080_00003‐1 | no data | no data | Water/Steam | 1" | no data
01VHLS961 | no data | no data | no data | LP DRUM LEVEL GAUGE ISOLATION | NA | no data | 2080_00003‐1 | no data | no data | Water/Steam | 2" | no data
01VHLS962 | no data | no data | no data | LP DRUM LEVEL GAUGE ISOLATION | NA | no data | 2080_00003‐1 | no data | no data | Water/Steam | 2" | no data
01VHLS963 | no data | no data | no data | LP DRUM LEVEL GAUGE ISOLATION | NA | no data | 2080_00003‐1 | no data | no data | Water/Steam | 2" | no data
01VHLS964 | no data | no data | no data | LP DRUM LEVEL GAUGE ISOLATION | NA | no data | 2080_00003‐1 | no data | no data | Water/Steam | 2" | no data
01VHLS965 | no data | no data | no data | LP DRUM LEVEL GAUGE ISOLATION | NA | no data | 2080_00003‐1 | no data | no data | Water/Steam | 2" | no data
01VHLS966 | no data | no data | no data | LP DRUM LEVEL INDICATION DRAIN | NA | no data | 2080_00003‐1 | no data | no data | Water/Steam | 2" | no data
01VHLS967 | no data | no data | no data | LP DRUM LEVEL INDICATION DRAIN | NA | no data | 2080_00003‐1 | no data | no data | Water/Steam | 2" | no data
01VHLS968 | no data | no data | no data | LP DRUM LEVEL TRANSMITTER ISOLATION | NA | no data | 2080_00003‐1 | no data | no data | Water/Steam | 1" | no data
01VHLS969 | no data | no data | no data | LP DRUM LEVEL TRANSMITTER ISOLATION | NA | no data | 2080_00003‐1 | no data | no data | Water/Steam | 1" | no data
01VHLS970 | no data | no data | no data | LP DRUM LEVEL TRANSMITTER ISOLATION | NA | no data | 2080_00003‐1 | no data | no data | Water/Steam | 1" | no data
01VHLS971 | no data | no data | no data | LP DRUM LEVEL TRANSMITTER ISOLATION | NA | no data | 2080_00003‐1 | no data | no data | Water/Steam | 1" | no data
01VHLS972 | no data | no data | no data | LP DRUM LEVEL GAUGE ISOLATION | NA | no data | 2080_00003‐1 | no data | no data | Water/Steam | 2" | no data
01VHLS973 | no data | no data | no data | LP DRUM LEVEL GAUGE ISOLATION | NA | no data | 2080_00003‐1 | no data | no data | Water/Steam | 2" | no data
01VHLS974 | no data | no data | no data | LP DRUM NITROGEN ISOLATION | NA | no data | 2080_00003‐1 | no data | no data | Water/Steam | 2" | no data
01VHLS975 | no data | no data | no data | LP DRUM NITROGEN SUPPLY NRV | NA | no data | 2080_00003‐1 | no data | no data | Water/Steam | 2" | no data
01VHLS976 | no data | no data | no data | LP DRUM PRESSURE INDICATOR ISOLATION | NA | no data | 2080_00003‐1 | no data | no data | Water/Steam | 3/4" | no data
01VHLS977 | no data | no data | no data | LP DRUM PRESSURE INDICATOR ISOLATION | NA | no data | 2080_00003‐1 | no data | no data | Water/Steam | 3/4" | no data
01VHLS978 | no data | no data | no data | LP DRUM PRESSURE TRANSMITTER ISOLATION | NA | no data | 2080_00003‐1 | no data | no data | Water/Steam | 3/4" | no data
01VHLS979 | no data | no data | no data | LP DRUM PRESSURE TRANSMITTER ISOLATION | NA | no data | 2080_00003‐1 | no data | no data | Water/Steam | 3/4" | no data
01VHLS980 | no data | no data | no data | LP DRUM PRESSURE TRANSMITTER ISOLATION | NA | no data | 2080_00003‐1 | no data | no data | Water/Steam | 3/4" | no data
01VHLS981 | no data | no data | no data | LP DRUM PRESSURE TRANSMITTER ISOLATION | NA | no data | 2080_00003‐1 | no data | no data | Water/Steam | 3/4" | no data
01VHLS982 | no data | no data | no data | LP DRUM PRESSURE TRANSMITTER ISOLATION | NA | no data | 2080_00003‐1 | no data | no data | Water/Steam | 3/4" | no data
01VHLS983 | no data | no data | no data | LP DRUM PRESSURE TRANSMITTER ISOLATION | NA | no data | 2080_00003‐1 | no data | no data | Water/Steam | 3/4" | no data
01VHLS985 | no data | no data | no data | LP SPARGING STEAM DRAIN | NA | no data | 2080_00003‐1 | no data | no data | Water/Steam | 2" | no data
01VHLS988 | no data | no data | no data | LP ECONOMIZER OUTLET VENT | NA | no data | 2080_00003‐1 | no data | no data | Water/Steam | 2" | no data
01VHLS989 | no data | no data | no data | LP ECONOMIZER OUTLET VENT | NA | no data | 2080_00003‐1 | no data | no data | Water/Steam | 2" | no data
01VHLS990 | no data | no data | no data | LP DRUM WATER SAMPLE ISOLATION | NA | no data | 2080_00003‐1 | no data | no data | Water | 2" | no data
01VHLS991 | no data | no data | no data | LP DRUM WATER SAMPLE ISOLATION | NA | no data | 2080_00003‐1 | no data | no data | Water | 2" | no data
01VHLS992 | no data | no data | no data | LP SPARGING STEAM STRAIN DRAIN | NA | no data | 2080_00003‐1 | no data | no data | Water/Steam | 2" | no data
01VHLS993 | no data | no data | no data | LP SPARGING STEAM STRAIN DRAIN | NA | no data | 2080_00003‐1 | no data | no data | Water/Steam | 2" | no data
01VHLS997 | no data | no data | no data | PREHEATER OUTLET DRAIN | NA | no data | 2080_00003‐1 | no data | no data | Water | 2" | no data
01VHLS998 | no data | no data | no data | PREHEATER OUTLET DRAIN | NA | no data | 2080_00003‐1 | no data | no data | Water | 2" | no data
01VHLS999 | no data | no data | no data | LP SPARGING STEAM DRAIN | NA | no data | 2080_00003‐1 | no data | no data | Water/Steam | 2" | no data
01VHLS808 | no data | no data | no data | LP SUPERHEATED STEAM SAMPLE ISOLATION | NA | no data | 2080_00003‐2 | no data | no data | Water/Steam | 3/4" | no data
01VHLS809 | no data | no data | no data | LP SUPERHEATED STEAM SAMPLE ISOLATION | NA | no data | 2080_00003‐2 | no data | no data | Water/Steam | 3/4" | no data
01VHLS811 | no data | no data | no data | LP SUPERHEATED STEAM PRESSURE TRANSMITTER ISOLATION | NA | no data | 2080_00003‐2 | no data | no data | Steam | 3/4" | no data
01VHLS812 | no data | no data | no data | LP SUPERHEATED STEAM PRESSURE TRANSMITTER ISOLATION | NA | no data | 2080_00003‐2 | no data | no data | Steam | 3/4" | no data
01VHLS813 | no data | no data | no data | LP SUPERHEATED STEAM PRESSURE TRANSMITTER ISOLATION | NA | no data | 2080_00003‐2 | no data | no data | Steam | 3/4" | no data
01VHLS814 | no data | no data | no data | LP SUPERHEATED STEAM PRESSURE TRANSMITTER ISOLATION | NA | no data | 2080_00003‐2 | no data | no data | Steam | 3/4" | no data
01VHLS815 | no data | no data | no data | LP SUPERHEATED STEAM PRESSURE TRANSMITTER ISOLATION | NA | no data | 2080_00003‐2 | no data | no data | Steam | 3/4" | no data
01VHLS816 | no data | no data | no data | LP SUPERHEATED STEAM PRESSURE TRANSMITTER ISOLATION | NA | no data | 2080_00003‐2 | no data | no data | Steam | 3/4" | no data
01VHLS817 | no data | no data | no data | LP SUPERHEATED STEAM PRESSURE INDICATOR ISOLATION | NA | no data | 2080_00003‐2 | no data | no data | Steam | 3/4" | no data
01VHLS818 | no data | no data | no data | LP SUPERHEATED STEAM PRESSURE INDICATOR ISOLATION | NA | no data | 2080_00003‐2 | no data | no data | Steam | 3/4" | no data
01VHLS819 | no data | no data | no data | LP SUPERHEATED STEAM FLOW TRANSMITTER ISOLATION | NA | no data | 2080_00003‐2 | no data | no data | Steam | 3/4" | no data
01VHLS820 | no data | no data | no data | LP SUPERHEATED STEAM FLOW TRANSMITTER ISOLATION | NA | no data | 2080_00003‐2 | no data | no data | Steam | 3/4" | no data
01VHLS821 | no data | no data | no data | LP SUPERHEATED STEAM FLOW TRANSMITTER ISOLATION | NA | no data | 2080_00003‐2 | no data | no data | Steam | 3/4" | no data
01VHLS822 | no data | no data | no data | LP SUPERHEATED STEAM FLOW TRANSMITTER ISOLATION | NA | no data | 2080_00003‐2 | no data | no data | Steam | 3/4" | no data
01VHLS825 | no data | no data | no data | LP SUPERHEATED STEAM FLOW TRANSMITTER ISOLATION | NA | no data | 2080_00003‐2 | no data | no data | Steam | 3/4" | no data
01VHLS826 | no data | no data | no data | LP SUPERHEATED STEAM FLOW TRANSMITTER ISOLATION | NA | no data | 2080_00003‐2 | no data | no data | Steam | 3/4" | no data
01VHLS827 | no data | no data | no data | LP SUPERHEATED STEAM FLOW TRANSMITTER ISOLATION | NA | no data | 2080_00003‐2 | no data | no data | Steam | 3/4" | no data
01VHLS828 | no data | no data | no data | LP SUPERHEATED STEAM FLOW TRANSMITTER ISOLATION | NA | no data | 2080_00003‐2 | no data | no data | Steam | 3/4" | no data
01VHLS986 | no data | no data | no data | LP SUPERHEATER OUTLET DRAIN POT CLEANOUT DRAIN | NA | no data | 2080_00003‐2 | no data | no data | Water/Steam | 1" | no data
01VHLS987 | no data | no data | no data | LP SUPERHEATER OUTLET DRAIN POT CLEANOUT DRAIN | NA | no data | 2080_00003‐2 | no data | no data | Water/Steam | 1" | no data
01VHIS904 | no data | no data | no data | IP FEEDWATER BOILER FILL ISOLATION | NA | no data | 2080_00004‐1 | no data | no data | Water | 2" | no data
01VHIS905 | no data | no data | no data | IP FEEDWATER BOILER FILL CHECK VALVE | NA | no data | 2080_00004‐1 | no data | no data | Water | 2" | no data
01VHIS906 | no data | no data | no data | IP FEEDWATER PRESSURE TRANSMITTER ISOLATION | NA | no data | 2080_00004‐1 | no data | no data | Water | 3/4" | no data
01VHIS907 | no data | no data | no data | IP FEEDWATER PRESSURE TRANSMITTER ISOLATION | NA | no data | 2080_00004‐1 | no data | no data | Water | 3/4" | no data
01VHIS910 | no data | no data | no data | IP ECONOMIZER INLET DRAIN | NA | no data | 2080_00004‐1 | no data | no data | Water | 2" | no data
01VHIS911 | no data | no data | no data | IP ECONOMIZER DRAIN | NA | no data | 2080_00004‐1 | no data | no data | Water | 2" | no data
01VHIS912 | no data | no data | no data | IP ECONOMIZER DRAIN | NA | no data | 2080_00004‐1 | no data | no data | Water | 2" | no data
01VHIS913 | no data | no data | no data | IP ECONOMIZER DRAIN | NA | no data | 2080_00004‐1 | no data | no data | Water | 2" | no data
01VHIS915 | no data | no data | no data | IP ECONOMIZER VENT | NA | no data | 2080_00004‐1 | no data | no data | Water | 2" | no data
01VHIS917 | no data | no data | no data | IP ECONOMIZER VENT | NA | no data | 2080_00004‐1 | no data | no data | Water | 2" | no data
01VHIS918 | no data | no data | no data | IP ECONOMIZER VENT | NA | no data | 2080_00004‐1 | no data | no data | Water | 2" | no data
01VHIS919 | no data | no data | no data | IP FEEDWATER DRAIN | NA | no data | 2080_00004‐1 | no data | no data | Water | 2" | no data
01VHIS920 | no data | no data | no data | IP FEEDWATER DRAIN | NA | no data | 2080_00004‐1 | no data | no data | Water | 2" | no data
01VHIS846 | no data | no data | no data | IP SATURATED STEAM VENT | NA | no data | 2080_00004‐2 | no data | no data | Water/Steam | 2" | no data
01VHIS847 | no data | no data | no data | IP SATURATED STEAM VENT | NA | no data | 2080_00004‐2 | no data | no data | Water/Steam | 2" | no data
01VHIS848 | no data | no data | no data | IP SATURATED STEAM VENT | NA | no data | 2080_00004‐2 | no data | no data | Water/Steam | 2" | no data
01VHIS849 | no data | no data | no data | IP SATURATED STEAM VENT | NA | no data | 2080_00004‐2 | no data | no data | Water/Steam | 2" | no data
01VHIS850 | no data | no data | no data | IP SATURATED STEAM VENT | NA | no data | 2080_00004‐2 | no data | no data | Water/Steam | 2" | no data
01VHIS851 | no data | no data | no data | IP SATURATED STEAM VENT | NA | no data | 2080_00004‐2 | no data | no data | Water/Steam | 2" | no data
01VHIS852 | no data | no data | no data | IP SPARGING STEAM STRAIN DRAIN | NA | no data | 2080_00004‐2 | no data | no data | Water/Steam | 2" | no data
01VHIS853 | no data | no data | no data | IP SPARGING STEAM STRAIN DRAIN | NA | no data | 2080_00004‐2 | no data | no data | Water/Steam | 2" | no data
01VHIS854 | no data | no data | no data | IP ECONOMIZER OUTLET DRAIN | NA | no data | 2080_00004‐2 | no data | no data | Water | 2" | no data
01VHIS855 | no data | no data | no data | IP ECONOMIZER OUTLET DRAIN | NA | no data | 2080_00004‐2 | no data | no data | Water | 2" | no data
01VHIS860 | no data | no data | no data | IP SPARGING STEAM DRAIN | NA | no data | 2080_00004‐2 | no data | no data | Water/Steam | 2" | no data
01VHIS861 | no data | no data | no data | IP SPARGING STEAM DRAIN | NA | no data | 2080_00004‐2 | no data | no data | Water/Steam | 2" | no data
01VHIS914 | no data | no data | no data | IP FEEDWATER PRESSURE INDICATOR ISOLATION | NA | no data | 2080_00004‐2 | no data | no data | Water | 3/4" | no data
01VHIS916 | no data | no data | no data | IP FEEDWATER PRESSURE INDICATOR ISOLATION | NA | no data | 2080_00004‐2 | no data | no data | Water | 3/4" | no data
01VHIS922 | no data | no data | no data | IP ECONOMIZER OUTLET PRESSURE TRANSMITTER ISOLATION | NA | no data | 2080_00004‐2 | no data | no data | Water | 3/4" | no data
01VHIS923 | no data | no data | no data | IP ECONOMIZER OUTLET PRESSURE TRANSMITTER ISOLATION | NA | no data | 2080_00004‐2 | no data | no data | Water | 3/4" | no data
01VHIS924 | no data | no data | no data | IP ECONOMIZER OUTLET FLOW TRANSMITTER ISOLATION | NA | no data | 2080_00004‐2 | no data | no data | Water | 3/4" | no data
01VHIS925 | no data | no data | no data | IP ECONOMIZER OUTLET FLOW TRANSMITTER ISOLATION | NA | no data | 2080_00004‐2 | no data | no data | Water | 3/4" | no data
01VHIS926 | no data | no data | no data | IP ECONOMIZER OUTLET FLOW TRANSMITTER ISOLATION | NA | no data | 2080_00004‐2 | no data | no data | Water | 3/4" | no data
01VHIS927 | no data | no data | no data | IP ECONOMIZER OUTLET FLOW TRANSMITTER ISOLATION | NA | no data | 2080_00004‐2 | no data | no data | Water | 3/4" | no data
01VHIS928 | no data | no data | no data | IP ECONOMIZER OUTLET FLOW TRANSMITTER ISOLATION | NA | no data | 2080_00004‐2 | no data | no data | Water | 3/4" | no data
01VHIS929 | no data | no data | no data | IP ECONOMIZER OUTLET FLOW TRANSMITTER ISOLATION | NA | no data | 2080_00004‐2 | no data | no data | Water | 3/4" | no data
01VHIS930 | no data | no data | no data | IP ECONOMIZER OUTLET FLOW TRANSMITTER ISOLATION | NA | no data | 2080_00004‐2 | no data | no data | Water | 3/4" | no data
01VHIS931 | no data | no data | no data | IP ECONOMIZER OUTLET FLOW TRANSMITTER ISOLATION | NA | no data | 2080_00004‐2 | no data | no data | Water | 3/4" | no data
01VHIS932 | no data | no data | no data | IP ECONOMIZER OUTLET DRAIN | NA | no data | 2080_00004‐2 | no data | no data | Water | 2" | no data
01VHIS933 | no data | no data | no data | IP ECONOMIZER OUTLET DRAIN | NA | no data | 2080_00004‐2 | no data | no data | Water | 2" | no data
01VHIS936 | no data | no data | no data | IP DRUM LCV BYPASS | NA | no data | 2080_00004‐2 | no data | no data | Water | 2" | no data
01VHIS937 | no data | no data | no data | IP ECONOMIZER OUTLET DRAIN (DOWNSTREAM LCV) | NA | no data | 2080_00004‐2 | no data | no data | Water | 2" | no data
01VHIS938 | no data | no data | no data | IP ECONOMIZER OUTLET DRAIN (DOWNSTREAM LCV) | NA | no data | 2080_00004‐2 | no data | no data | Water | 2" | no data
01VHIS939 | no data | no data | no data | IP DRUM LEVEL GAUGE ISOLATION | NA | no data | 2080_00004‐2 | no data | no data | Water/Steam | 2" | no data
01VHIS940 | no data | no data | no data | IP DRUM LEVEL GAUGE ISOLATION | NA | no data | 2080_00004‐2 | no data | no data | Water/Steam | 2" | no data
01VHIS941 | no data | no data | no data | IP DRUM LEVEL GAUGE DRAIN | NA | no data | 2080_00004‐2 | no data | no data | Water/Steam | 2" | no data
01VHIS942 | no data | no data | no data | IP DRUM LEVEL GAUGE DRAIN | NA | no data | 2080_00004‐2 | no data | no data | Water/Steam | 2" | no data
01VHIS943 | no data | no data | no data | IP DRUM LEVEL GAUGE ISOLATION | NA | no data | 2080_00004‐2 | no data | no data | Water/Steam | 2" | no data
01VHIS944 | no data | no data | no data | IP DRUM LEVEL GAUGE DRAIN | NA | no data | 2080_00004‐2 | no data | no data | Water/Steam | 2" | no data
01VHIS945 | no data | no data | no data | IP DRUM LEVEL GAUGE DRAIN | NA | no data | 2080_00004‐2 | no data | no data | Water/Steam | 2" | no data
01VHIS946 | no data | no data | no data | IP DRUM LEVEL GAUGE DRAIN | NA | no data | 2080_00004‐2 | no data | no data | Water/Steam | 2" | no data
01VHIS947 | no data | no data | no data | IP DRUM LEVEL GAUGE ISOLATION | NA | no data | 2080_00004‐2 | no data | no data | Water/Steam | 2" | no data
01VHIS948 | no data | no data | no data | IP DRUM LEVEL GAUGE ISOLATION | NA | no data | 2080_00004‐2 | no data | no data | Water/Steam | 2" | no data
01VHIS949 | no data | no data | no data | IP DRUM LEVEL GAUGE ISOLATION | NA | no data | 2080_00004‐2 | no data | no data | Water/Steam | 2" | no data
01VHIS950 | no data | no data | no data | IP DRUM LEVEL TRANSMITTER ISOLATION | NA | no data | 2080_00004‐2 | no data | no data | Water/Steam | 1" | no data
01VHIS951 | no data | no data | no data | IP DRUM LEVEL TRANSMITTER ISOLATION | NA | no data | 2080_00004‐2 | no data | no data | Water/Steam | 1" | no data
01VHIS952 | no data | no data | no data | IP DRUM LEVEL TRANSMITTER ISOLATION | NA | no data | 2080_00004‐2 | no data | no data | Water/Steam | 1" | no data
01VHIS953 | no data | no data | no data | IP DRUM LEVEL TRANSMITTER ISOLATION | NA | no data | 2080_00004‐2 | no data | no data | Water/Steam | 1" | no data
01VHIS954 | no data | no data | no data | IP DRUM LEVEL TRANSMITTER ISOLATION | NA | no data | 2080_00004‐2 | no data | no data | Water/Steam | 1" | no data
01VHIS955 | no data | no data | no data | IP DRUM LEVEL TRANSMITTER ISOLATION | NA | no data | 2080_00004‐2 | no data | no data | Water/Steam | 1" | no data
01VHIS956 | no data | no data | no data | IP DRUM LEVEL TRANSMITTER ISOLATION | NA | no data | 2080_00004‐2 | no data | no data | Water/Steam | 1" | no data
01VHIS957 | no data | no data | no data | IP DRUM LEVEL TRANSMITTER ISOLATION | NA | no data | 2080_00004‐2 | no data | no data | Water/Steam | 1" | no data
01VHIS958 | no data | no data | no data | IP DRUM LEVEL TRANSMITTER ISOLATION | NA | no data | 2080_00004‐2 | no data | no data | Water/Steam | 1" | no data
01VHIS959 | no data | no data | no data | IP DRUM LEVEL TRANSMITTER ISOLATION | NA | no data | 2080_00004‐2 | no data | no data | Water/Steam | 1" | no data
01VHIS960 | no data | no data | no data | IP DRUM LEVEL TRANSMITTER ISOLATION | NA | no data | 2080_00004‐2 | no data | no data | Water/Steam | 1" | no data
01VHIS961 | no data | no data | no data | IP DRUM LEVEL TRANSMITTER ISOLATION | NA | no data | 2080_00004‐2 | no data | no data | Water/Steam | 1" | no data
01VHIS963 | no data | no data | no data | IP DRUM PRESSURE TRANSMITTER ISOLATION | NA | no data | 2080_00004‐2 | no data | no data | Water/Steam | 3/4" | no data
01VHIS964 | no data | no data | no data | IP DRUM PRESSURE TRANSMITTER ISOLATION | NA | no data | 2080_00004‐2 | no data | no data | Water/Steam | 3/4" | no data
01VHIS965 | no data | no data | no data | IP DRUM PRESSURE TRANSMITTER ISOLATION | NA | no data | 2080_00004‐2 | no data | no data | Water/Steam | 3/4" | no data
01VHIS966 | no data | no data | no data | IP DRUM PRESSURE TRANSMITTER ISOLATION | NA | no data | 2080_00004‐2 | no data | no data | Water/Steam | 3/4" | no data
01VHIS967 | no data | no data | no data | IP DRUM PRESSURE TRANSMITTER ISOLATION | NA | no data | 2080_00004‐2 | no data | no data | Water/Steam | 3/4" | no data
01VHIS968 | no data | no data | no data | IP DRUM PRESSURE TRANSMITTER ISOLATION | NA | no data | 2080_00004‐2 | no data | no data | Water/Steam | 3/4" | no data
01VHIS969 | no data | no data | no data | IP DRUM PRESSURE INDICATOR ISOLATION | NA | no data | 2080_00004‐2 | no data | no data | Water/Steam | 3/4" | no data
01VHIS970 | no data | no data | no data | IP DRUM PRESSURE INDICATOR ISOLATION | NA | no data | 2080_00004‐2 | no data | no data | Water/Steam | 3/4" | no data
01VHIS971 | no data | no data | no data | IP DRUM NITROGEN SUPPLY ISOLATION | NA | no data | 2080_00004‐2 | no data | no data | Water/Steam | 2" | no data
01VHIS972 | no data | no data | no data | IP DRUM NITROGEN SUPPLY NRV | NA | no data | 2080_00004‐2 | no data | no data | Water/Steam | 2" | no data
01VHIS973 | no data | no data | no data | IP DRUM WATER SAMPLE ISOLATION | NA | no data | 2080_00004‐2 | no data | no data | Water | 3/4" | no data
01VHIS974 | no data | no data | no data | IP DRUM WATER SAMPLE ISOLATION | NA | no data | 2080_00004‐2 | no data | no data | Water | 3/4" | no data
01VHIS976 | no data | no data | no data | IP SATURATED STEAM VENT | NA | no data | 2080_00004‐2 | no data | no data | Water/Steam | 2" | no data
01VHIS977 | no data | no data | no data | IP SATURATED STEAM VENT | NA | no data | 2080_00004‐2 | no data | no data | Water/Steam | 2" | no data
01VHIS979 | no data | no data | no data | IP DRUM LEVEL GAUGE ISOLATION | NA | no data | 2080_00004‐2 | no data | no data | Water/Steam | 2" | no data
01VHIS991 | no data | no data | no data | IP DRUM INLET CHEMICAL INJECTION CHECK VALVE | NA | no data | 2080_00004‐2 | no data | no data | Water | 1" | no data
01VHIS992 | no data | no data | no data | IP DRUM INLET CHEMICAL INJECTION ISOLATION | NA | no data | 2080_00004‐2 | no data | no data | Water | 1" | no data
01VHIS993 | no data | no data | no data | IP DRUM LEVEL GAUGE ISOLATION | NA | no data | 2080_00004‐2 | no data | no data | Water/Steam | 2" | no data
01VHIS998 | no data | no data | no data | IP TO LP PEGGING STEAM VENT | NA | no data | 2080_00004‐2 | no data | no data | Water/Steam | 2" | no data
01VHIS999 | no data | no data | no data | IP TO LP PEGGING STEAM VENT | NA | no data | 2080_00004‐2 | no data | no data | Water/Steam | 2" | no data
01VHIS801 | no data | no data | no data | IP SUPERHEATED STEAM DRAIN | NA | no data | 2080_00004‐3 | no data | no data | Steam | 2" | no data
01VHIS802 | no data | no data | no data | IP SUPERHEATED STEAM DRAIN | NA | no data | 2080_00004‐3 | no data | no data | Steam | 2" | no data
01VHIS856 | no data | no data | no data | IP SUPERHEATER OUTLET DRAIN POT CLEANOUT DRAIN | NA | no data | 2080_00004‐3 | no data | no data | Water/Steam | 1" | no data
01VHIS857 | no data | no data | no data | IP SUPERHEATER OUTLET DRAIN POT CLEANOUT DRAIN | NA | no data | 2080_00004‐3 | no data | no data | Water/Steam | 1" | no data
VHIS858 | Drain IP steam | HRSG ground level | no data | IP STEAM OUTLET DRAIN POT CLEANOUT DRAIN | NA | no data | 2080_00004‐3 | CLOSED | OPEN | Water/Steam | 1" | no data
01VHIS859 | no data | no data | no data | IP STEAM OUTLET DRAIN POT CLEANOUT DRAIN | NA | no data | 2080_00004‐3 | no data | no data | Water/Steam | 1" | no data
01VHIS864 | no data | no data | no data | IP SUPERHEATED STEAM FLOW INDICATION ISOLATION | NA | no data | 2080_00004‐3 | no data | no data | Steam | 3/4" | no data
01VHIS865 | no data | no data | no data | IP SUPERHEATED STEAM FLOW INDICATION ISOLATION | NA | no data | 2080_00004‐3 | no data | no data | Steam | 3/4" | no data
01VHIS866 | no data | no data | no data | IP SUPERHEATED STEAM FLOW INDICATION ISOLATION | NA | no data | 2080_00004‐3 | no data | no data | Steam | 3/4" | no data
01VHIS867 | no data | no data | no data | IP SUPERHEATED STEAM FLOW INDICATION ISOLATION | NA | no data | 2080_00004‐3 | no data | no data | Steam | 3/4" | no data
01VHIS982 | no data | no data | no data | IP SUPERHEATED STEAM SAMPLE ISOLATION | NA | no data | 2080_00004‐3 | no data | no data | Steam | 3/4" | no data
01VHIS983 | no data | no data | no data | IP SUPERHEATED STEAM SAMPLE ISOLATION | NA | no data | 2080_00004‐3 | no data | no data | Steam | 3/4" | no data
01VHIS985 | no data | no data | no data | IP SUPERHEATED STEAM PRESSURE INDICATION ISOLATION | NA | no data | 2080_00004‐3 | no data | no data | Steam | 3/4" | no data
01VHIS986 | no data | no data | no data | IP SUPERHEATED STEAM PRESSURE INDICATION ISOLATION | NA | no data | 2080_00004‐3 | no data | no data | Steam | 3/4" | no data
01VHIS987 | no data | no data | no data | IP SUPERHEATED STEAM PRESSURE TRANSMITTER ISOLATION | NA | no data | 2080_00004‐3 | no data | no data | Steam | 3/4" | no data
01VHIS988 | no data | no data | no data | IP SUPERHEATED STEAM PRESSURE TRANSMITTER ISOLATION | NA | no data | 2080_00004‐3 | no data | no data | Steam | 3/4" | no data
01VHIS994 | no data | no data | no data | IP SUPERHEATED STEAM FLOW INDICATION ISOLATION | NA | no data | 2080_00004‐3 | no data | no data | Steam | 3/4" | no data
01VHIS995 | no data | no data | no data | IP SUPERHEATED STEAM FLOW INDICATION ISOLATION | NA | no data | 2080_00004‐3 | no data | no data | Steam | 3/4" | no data
01VHIS996 | no data | no data | no data | IP SUPERHEATED STEAM FLOW INDICATION ISOLATION | NA | no data | 2080_00004‐3 | no data | no data | Steam | 3/4" | no data
01VHIS997 | no data | no data | no data | IP SUPERHEATED STEAM FLOW INDICATION ISOLATION | NA | no data | 2080_00004‐3 | no data | no data | Steam | 3/4" | no data
01VHRS803 | no data | no data | no data | COLD REHEAT RETURN PRESSURE TRANSMITTER ISOLATION | NA | no data | 2080_00004‐4 | no data | no data | Steam | 3/4" | no data
01VHRS804 | no data | no data | no data | COLD REHEAT RETURN PRESSURE TRANSMITTER ISOLATION | NA | no data | 2080_00004‐4 | no data | no data | Steam | 3/4" | no data
01VHRS805 | no data | no data | no data | COLD REHEAT RETURN PRESSURE INDICATOR ISOLATION | NA | no data | 2080_00004‐4 | no data | no data | Steam | 3/4" | no data
01VHRS806 | no data | no data | no data | COLD REHEAT RETURN PRESSURE INDICATOR ISOLATION | NA | no data | 2080_00004‐4 | no data | no data | Steam | 3/4" | no data
01VHRS807 | no data | no data | no data | REHEATER INLET VENT | NA | no data | 2080_00004‐4 | no data | no data | Steam | 2" | no data
01VHRS808 | no data | no data | no data | REHEATER INLET VENT | NA | no data | 2080_00004‐4 | no data | no data | Steam | 2" | no data
01VHRS809 | no data | no data | no data | REHEATER INLET NITROGEN FILL ISOLATION | NA | no data | 2080_00004‐4 | no data | no data | Steam | 2" | no data
01VHRS810 | no data | no data | no data | REHEATER INLET NITROGEN FILL CHECK VALVE | NA | no data | 2080_00004‐4 | no data | no data | Steam | 2" | no data
01VHRS813 | no data | no data | no data | HOT REHEAT OUTLET PRESSURE TRANSMITTER ISOLATION | NA | no data | 2080_00004‐4 | no data | no data | Steam | 3/4" | no data
01VHRS814 | no data | no data | no data | HOT REHEAT OUTLET PRESSURE TRANSMITTER ISOLATION | NA | no data | 2080_00004‐4 | no data | no data | Steam | 3/4" | no data
01VHRS820 | no data | no data | no data | REHEAT INTERSTAGE ATTEMPERATOR COOLING WATER FLOW TRANSMITTER ISOLATION | NA | no data | 2080_00004‐4 | no data | no data | Water | 3/4" | no data
01VHRS821 | no data | no data | no data | REHEAT INTERSTAGE ATTEMPERATOR COOLING WATER FLOW TRANSMITTER ISOLATION | NA | no data | 2080_00004‐4 | no data | no data | Water | 3/4" | no data
01VHRS822 | no data | no data | no data | REHEAT INTERSTAGE ATTEMPERATOR COOLING WATER FLOW TRANSMITTER ISOLATION | NA | no data | 2080_00004‐4 | no data | no data | Water | 3/4" | no data
01VHRS823 | no data | no data | no data | REHEAT INTERSTAGE ATTEMPERATOR COOLING WATER FLOW TRANSMITTER ISOLATION | NA | no data | 2080_00004‐4 | no data | no data | Water | 3/4" | no data
01VHRS824 | no data | no data | no data | REHEAT INTERSTAGE ATTEMPERATOR COOLING WATER FLOW TRANSMITTER ISOLATION | NA | no data | 2080_00004‐4 | no data | no data | Water | 3/4" | no data
01VHRS825 | no data | no data | no data | REHEAT INTERSTAGE ATTEMPERATOR COOLING WATER FLOW TRANSMITTER ISOLATION | NA | no data | 2080_00004‐4 | no data | no data | Water | 3/4" | no data
01VHRS826 | no data | no data | no data | REHEAT INTERSTAGE ATTEMPERATOR COOLING WATER DIFFERENTIAL PRESSURE TRANSMITTER ISOLATION | NA | no data | 2080_00004‐4 | no data | no data | Water | 3/4" | no data
01VHRS827 | no data | no data | no data | REHEAT INTERSTAGE ATTEMPERATOR COOLING WATER DIFFERENTIAL PRESSURE TRANSMITTER ISOLATION | NA | no data | 2080_00004‐4 | no data | no data | Water | 3/4" | no data
01VHRS828 | no data | no data | no data | REHEAT INTERSTAGE ATTEMPERATOR COOLING WATER DIFFERENTIAL PRESSURE TRANSMITTER ISOLATION | NA | no data | 2080_00004‐4 | no data | no data | Water | 3/4" | no data
01VHRS829 | no data | no data | no data | REHEAT INTERSTAGE ATTEMPERATOR COOLING WATER DIFFERENTIAL PRESSURE TRANSMITTER ISOLATION | NA | no data | 2080_00004‐4 | no data | no data | Water | 3/4" | no data
01VHRS832 | no data | no data | no data | REHEAT FINAL ATTEMPERATOR COOLING WATER FLOW TRANSMITTER ISOLATION | NA | no data | 2080_00004‐4 | no data | no data | Water | 3/4" | no data
01VHRS833 | no data | no data | no data | REHEAT FINAL ATTEMPERATOR COOLING WATER FLOW TRANSMITTER ISOLATION | NA | no data | 2080_00004‐4 | no data | no data | Water | 3/4" | no data
01VHRS834 | no data | no data | no data | REHEAT FINAL ATTEMPERATOR COOLING WATER FLOW TRANSMITTER ISOLATION | NA | no data | 2080_00004‐4 | no data | no data | Water | 3/4" | no data
01VHRS835 | no data | no data | no data | REHEAT FINAL ATTEMPERATOR COOLING WATER FLOW TRANSMITTER ISOLATION | NA | no data | 2080_00004‐4 | no data | no data | Water | 3/4" | no data
01VHRS836 | no data | no data | no data | REHEAT FINAL ATTEMPERATOR COOLING WATER FLOW TRANSMITTER ISOLATION | NA | no data | 2080_00004‐4 | no data | no data | Water | 3/4" | no data
01VHRS837 | no data | no data | no data | REHEAT FINAL ATTEMPERATOR COOLING WATER FLOW TRANSMITTER ISOLATION | NA | no data | 2080_00004‐4 | no data | no data | Water | 3/4" | no data
01VHRS838 | no data | no data | no data | REHEAT FINAL ATTEMPERATOR COOLING WATER FLOW TRANSMITTER ISOLATION | NA | no data | 2080_00004‐4 | no data | no data | Water | 3/4" | no data
01VHRS839 | no data | no data | no data | REHEAT FINAL ATTEMPERATOR COOLING WATER FLOW TRANSMITTER ISOLATION | NA | no data | 2080_00004‐4 | no data | no data | Water | 3/4" | no data
01VHRS848 | no data | no data | no data | REHEAT INTERSTAGE ATTEMPERATOR COOLING WATER STRAINER DRAIN | NA | no data | 2080_00004‐4 | no data | no data | Water | 2" | no data
01VHRS849 | no data | no data | no data | REHEAT INTERSTAGE ATTEMPERATOR STRAINER COOLING WATER DRAIN | NA | no data | 2080_00004‐4 | no data | no data | Water | 2" | no data
01VHRS860 | no data | no data | no data | REHEAT INTERSTAGE ATTEMPERATOR COOLING WATER DRAIN | NA | no data | 2080_00004‐4 | no data | no data | Water | 2" | no data
01VHRS861 | no data | no data | no data | REHEAT INTERSTAGE ATTEMPERATOR COOLING WATER DRAIN | NA | no data | 2080_00004‐4 | no data | no data | Water | 2" | no data
01VHRS862 | no data | no data | no data | REHEAT INTERSTAGE ATTEMPERATOR DRAIN | NA | no data | 2080_00004‐4 | no data | no data | Water | 2" | no data
01VHRS863 | no data | no data | no data | REHEAT INTERSTAGE ATTEMPERATOR DRAIN | NA | no data | 2080_00004‐4 | no data | no data | Water | 2" | no data
01VHRS901 | no data | no data | no data | HOT REHEAT STEAM SAMPLE ISOLATION | NA | no data | 2080_00004‐4 | no data | no data | Steam | 3/4" | no data
01VHRS902 | no data | no data | no data | HOT REHEAT STEAM SAMPLE ISOLATION | NA | no data | 2080_00004‐4 | no data | no data | Steam | 3/4" | no data
01VHRS903 | no data | no data | no data | HOT REHEAT OUTLET PRESSURE TRANSMITTER ISOLATION | NA | no data | 2080_00004‐4 | no data | no data | Steam | 3/4" | no data
01VHRS904 | no data | no data | no data | HOT REHEAT OUTLET PRESSURE TRANSMITTER ISOLATION | NA | no data | 2080_00004‐4 | no data | no data | Steam | 3/4" | no data
01VHRS911 | no data | no data | no data | HOT REHEAT OUTLET PRESSURE INDICATOR ISOLATION | NA | no data | 2080_00004‐4 | no data | no data | Steam | 3/4" | no data
01VHRS912 | no data | no data | no data | HOT REHEAT OUTLET PRESSURE INDICATOR ISOLATION | NA | no data | 2080_00004‐4 | no data | no data | Steam | 3/4" | no data
01VHRS918 | no data | no data | no data | REHEAT INTERSTAGE ATTEMPERATOR COOLING WATER FLOW TRANSMITTER ISOLATION | NA | no data | 2080_00004‐4 | no data | no data | Water | 3/4" | no data
01VHRS919 | no data | no data | no data | REHEAT INTERSTAGE ATTEMPERATOR COOLING WATER FLOW TRANSMITTER ISOLATION | NA | no data | 2080_00004‐4 | no data | no data | Water | 3/4" | no data
01VHRS969 | no data | no data | no data | REHEATER INTERSTAGE ATTEMPERATOR DRAIN POT CLEANOUT DRAIN | NA | no data | 2080_00004‐4 | no data | no data | Water/Steam | 1" | no data
01VHRS970 | no data | no data | no data | REHEATER INTERSTAGE ATTEMPERATOR DRAIN POT CLEANOUT DRAIN | NA | no data | 2080_00004‐4 | no data | no data | Water/Steam | 1" | no data
01VHHS854 | no data | no data | no data | HP ECONOMIZER INLET PRESSURE INDICATOR ISOLATION | NA | no data | 2080_00005‐1 | no data | no data | Water | 3/4" | no data
01VHHS855 | no data | no data | no data | HP ECONOMIZER INLET PRESSURE INDICATOR ISOLATION | NA | no data | 2080_00005‐1 | no data | no data | Water | 3/4" | no data
01VHHS856 | no data | no data | no data | HP FEEDWATER INLET DRAIN | NA | no data | 2080_00005‐1 | no data | no data | Water | 2" | no data
01VHHS857 | no data | no data | no data | HP FEEDWATER INLET DRAIN | NA | no data | 2080_00005‐1 | no data | no data | Water | 2" | no data
01VHHS858 | no data | no data | no data | HP FEEDWATER INLET DRAIN | NA | no data | 2080_00005‐1 | no data | no data | Water | 2" | no data
01VHHS859 | no data | no data | no data | HP FEEDWATER INLET DRAIN | NA | no data | 2080_00005‐1 | no data | no data | Water | 2" | no data
01VHHS900 | no data | no data | no data | HP ECONOMIZER DRAIN | NA | no data | 2080_00005‐1 | no data | no data | Water | 2" | no data
01VHHS905 | no data | no data | no data | HP ECONOMIZER DRAIN | NA | no data | 2080_00005‐1 | no data | no data | Water | 2" | no data
01VHHS906 | no data | no data | no data | HP ECONOMIZER DRAIN | NA | no data | 2080_00005‐1 | no data | no data | Water | 2" | no data
01VHHS907 | no data | no data | no data | HP DRUM LCV BYPASS | NA | no data | 2080_00005‐1 | no data | no data | Water | 2" | no data
01VHHS912 | no data | no data | no data | HP FEEDWATER INLET DRAIN | NA | no data | 2080_00005‐1 | no data | no data | Water | 2" | no data
01VHHS913 | no data | no data | no data | HP FEEDWATER INLET DRAIN | NA | no data | 2080_00005‐1 | no data | no data | Water | 2" | no data
01VHHS914 | no data | no data | no data | HP ECONOMIZER INLET PRESSURE TRANSMITTER ISOLATION | NA | no data | 2080_00005‐1 | no data | no data | Water | 3/4" | no data
01VHHS915 | no data | no data | no data | HP ECONOMIZER INLET PRESSURE TRANSMITTER ISOLATION | NA | no data | 2080_00005‐1 | no data | no data | Water | 3/4" | no data
01VHHS916 | no data | no data | no data | HP FEEDWATER INLET PRESSURE TRANSMITTER ISOLATION | NA | no data | 2080_00005‐1 | no data | no data | Water | 3/4" | no data
01VHHS917 | no data | no data | no data | HP FEEDWATER INLET PRESSURE TRANSMITTER ISOLATION | NA | no data | 2080_00005‐1 | no data | no data | Water | 3/4" | no data
01VHHS918 | no data | no data | no data | HP FEEDWATER INLET FLOW TRANSMITTER ISOLATION | NA | no data | 2080_00005‐1 | no data | no data | Water | 3/4" | no data
01VHHS919 | no data | no data | no data | HP FEEDWATER INLET FLOW TRANSMITTER ISOLATION | NA | no data | 2080_00005‐1 | no data | no data | Water | 3/4" | no data
01VHHS920 | no data | no data | no data | HP FEEDWATER INLET FLOW TRANSMITTER ISOLATION | NA | no data | 2080_00005‐1 | no data | no data | Water | 3/4" | no data
01VHHS921 | no data | no data | no data | HP FEEDWATER INLET FLOW TRANSMITTER ISOLATION | NA | no data | 2080_00005‐1 | no data | no data | Water | 3/4" | no data
01VHHS922 | no data | no data | no data | HP FEEDWATER INLET FLOW TRANSMITTER ISOLATION | NA | no data | 2080_00005‐1 | no data | no data | Water | 3/4" | no data
01VHHS923 | no data | no data | no data | HP FEEDWATER INLET FLOW TRANSMITTER ISOLATION | NA | no data | 2080_00005‐1 | no data | no data | Water | 3/4" | no data
01VHHS924 | no data | no data | no data | HP FEEDWATER INLET FLOW TRANSMITTER ISOLATION | NA | no data | 2080_00005‐1 | no data | no data | Water | 3/4" | no data
01VHHS925 | no data | no data | no data | HP FEEDWATER INLET FLOW TRANSMITTER ISOLATION | NA | no data | 2080_00005‐1 | no data | no data | Water | 3/4" | no data
01VHHS926 | no data | no data | no data | HP BOILER FILL ISOLATION | NA | no data | 2080_00005‐1 | no data | no data | Water | 2" | no data
01VHHS927 | no data | no data | no data | HP BOILER FILL CHECK VALVE | NA | no data | 2080_00005‐1 | no data | no data | Water | 2" | no data
01VHHS928 | no data | no data | no data | HP BOILER FILL ISOLATION | NA | no data | 2080_00005‐1 | no data | no data | Water | 2" | no data
01VHHS929 | no data | no data | no data | HP ECONOMIZER DRAIN | NA | no data | 2080_00005‐1 | no data | no data | Water | 2" | no data
01VHHS930 | no data | no data | no data | HP ECONOMIZER DRAIN | NA | no data | 2080_00005‐1 | no data | no data | Water | 2" | no data
01VHHS931 | no data | no data | no data | HP ECONOMIZER DRAIN | NA | no data | 2080_00005‐1 | no data | no data | Water | 2" | no data
01VHHS932 | no data | no data | no data | HP ECONOMIZER DRAIN | NA | no data | 2080_00005‐1 | no data | no data | Water | 2" | no data
01VHHS933 | no data | no data | no data | HP ECONOMIZER DRAIN | NA | no data | 2080_00005‐1 | no data | no data | Water | 2" | no data
01VHHS934 | no data | no data | no data | HP ECONOMIZER DRAIN | NA | no data | 2080_00005‐1 | no data | no data | Water | 2" | no data
01VHHS935 | no data | no data | no data | HP ECONOMIZER DRAIN | NA | no data | 2080_00005‐1 | no data | no data | Water | 2" | no data
01VHHS936 | no data | no data | no data | HP ECONOMIZER DRAIN | NA | no data | 2080_00005‐1 | no data | no data | Water | 2" | no data
01VHHS937 | no data | no data | no data | HP ECONOMIZER DRAIN | NA | no data | 2080_00005‐1 | no data | no data | Water | 2" | no data
01VHHS938 | no data | no data | no data | HP ECONOMIZER DRAIN | NA | no data | 2080_00005‐1 | no data | no data | Water | 2" | no data
01VHHS939 | no data | no data | no data | HP ECONOMIZER VENT | NA | no data | 2080_00005‐1 | no data | no data | Water | 2" | no data
01VHHS940 | no data | no data | no data | HP ECONOMIZER VENT | NA | no data | 2080_00005‐1 | no data | no data | Water | 2" | no data
01VHHS941 | no data | no data | no data | HP ECONOMIZER VENT | NA | no data | 2080_00005‐1 | no data | no data | Water | 2" | no data
01VHHS942 | no data | no data | no data | HP ECONOMIZER VENT | NA | no data | 2080_00005‐1 | no data | no data | Water | 2" | no data
01VHHS943 | no data | no data | no data | HP ECONOMIZER VENT | NA | no data | 2080_00005‐1 | no data | no data | Water | 2" | no data
01VHHS944 | no data | no data | no data | HP ECONOMIZER VENT | NA | no data | 2080_00005‐1 | no data | no data | Water | 2" | no data
01VHHS945 | no data | no data | no data | HP ECONOMIZER VENT | NA | no data | 2080_00005‐1 | no data | no data | Water | 2" | no data
01VHHS946 | no data | no data | no data | HP ECONOMIZER VENT | NA | no data | 2080_00005‐1 | no data | no data | Water | 2" | no data
01VHHS947 | no data | no data | no data | HP ECONOMIZER VENT | NA | no data | 2080_00005‐1 | no data | no data | Water | 2" | no data
01VHHS961 | no data | no data | no data | HP ECONOMIZER DRAIN | NA | no data | 2080_00005‐1 | no data | no data | Water | 2" | no data
01VHHS801 | no data | no data | no data | HP SATURATED STEAM VENT | NA | no data | 2080_00005‐2 | no data | no data | Water/Steam | 1" | no data
01VHHS802 | no data | no data | no data | HP SATURATED STEAM VENT | NA | no data | 2080_00005‐2 | no data | no data | Water/Steam | 1" | no data
01VHHS950 | no data | no data | no data | HP DRUM PRESSURE TRANSMITTER ISOLATION | NA | no data | 2080_00005‐2 | no data | no data | Water/Steam | 3/4" | no data
01VHHS951 | no data | no data | no data | HP DRUM PRESSURE TRANSMITTER ISOLATION | NA | no data | 2080_00005‐2 | no data | no data | Water/Steam | 3/4" | no data
01VHHS952 | no data | no data | no data | HP DRUM PRESSURE TRANSMITTER ISOLATION | NA | no data | 2080_00005‐2 | no data | no data | Water/Steam | 3/4" | no data
01VHHS953 | no data | no data | no data | HP DRUM PRESSURE TRANSMITTER ISOLATION | NA | no data | 2080_00005‐2 | no data | no data | Water/Steam | 3/4" | no data
01VHHS954 | no data | no data | no data | HP DRUM PRESSURE INDICATOR ISOLATION | NA | no data | 2080_00005‐2 | no data | no data | Water/Steam | 3/4" | no data
01VHHS955 | no data | no data | no data | HP DRUM PRESSURE INDICATOR ISOLATION | NA | no data | 2080_00005‐2 | no data | no data | Water/Steam | 3/4" | no data
01VHHS956 | no data | no data | no data | HP DRUM PRESSURE TRANSMITTER ISOLATION | NA | no data | 2080_00005‐2 | no data | no data | Water/Steam | 3/4" | no data
01VHHS957 | no data | no data | no data | HP DRUM PRESSURE TRANSMITTER ISOLATION | NA | no data | 2080_00005‐2 | no data | no data | Water/Steam | 3/4" | no data
01VHHS958 | no data | no data | no data | HP DRUM NITROGEN SUPPLY NRV | NA | no data | 2080_00005‐2 | no data | no data | Water/Steam | 2" | no data
01VHHS959 | no data | no data | no data | HP DRUM NITROGEN SUPPLY ISOLATION | NA | no data | 2080_00005‐2 | no data | no data | Water/Steam | 2" | no data
01VHHS963 | no data | no data | no data | HP DRUM LEVEL GAUGE ISOLATION | NA | no data | 2080_00005‐2 | no data | no data | Water/Steam | 2" | no data
01VHHS964 | no data | no data | no data | HP DRUM LEVEL GAUGE ISOLATION | NA | no data | 2080_00005‐2 | no data | no data | Water/Steam | 2" | no data
01VHHS965 | no data | no data | no data | HP DRUM LEVEL GAUGE DRAIN | NA | no data | 2080_00005‐2 | no data | no data | Water/Steam | 2" | no data
01VHHS966 | no data | no data | no data | HP DRUM LEVEL GAUGE DRAIN | NA | no data | 2080_00005‐2 | no data | no data | Water/Steam | 2" | no data
01VHHS967 | no data | no data | no data | HP DRUM LEVEL TRANSMITTER ISOLATION | NA | no data | 2080_00005‐2 | no data | no data | Water/Steam | 1" | no data
01VHHS968 | no data | no data | no data | HP DRUM LEVEL TRANSMITTER ISOLATION | NA | no data | 2080_00005‐2 | no data | no data | Water/Steam | 1" | no data
01VHHS969 | no data | no data | no data | HP DRUM LEVEL TRANSMITTER ISOLATION | NA | no data | 2080_00005‐2 | no data | no data | Water/Steam | 1" | no data
01VHHS970 | no data | no data | no data | HP DRUM LEVEL TRANSMITTER ISOLATION | NA | no data | 2080_00005‐2 | no data | no data | Water/Steam | 1" | no data
01VHHS971 | no data | no data | no data | HP DRUM LEVEL GAUGE ISOLATION | NA | no data | 2080_00005‐2 | no data | no data | Water/Steam | 2" | no data
01VHHS972 | no data | no data | no data | HP DRUM LEVEL GAUGE DRAIN | NA | no data | 2080_00005‐2 | no data | no data | Water/Steam | 2" | no data
01VHHS973 | no data | no data | no data | HP DRUM LEVEL GAUGE DRAIN | NA | no data | 2080_00005‐2 | no data | no data | Water/Steam | 2" | no data
01VHHS974 | no data | no data | no data | HP DRUM LEVEL GAUGE DRAIN | NA | no data | 2080_00005‐2 | no data | no data | Water/Steam | 2" | no data
01VHHS975 | no data | no data | no data | HP DRUM LEVEL TRANSMITTER ISOLATION | NA | no data | 2080_00005‐2 | no data | no data | Water/Steam | 1" | no data
01VHHS976 | no data | no data | no data | HP DRUM LEVEL TRANSMITTER ISOLATION | NA | no data | 2080_00005‐2 | no data | no data | Water/Steam | 1" | no data
01VHHS977 | no data | no data | no data | HP DRUM LEVEL TRANSMITTER ISOLATION | NA | no data | 2080_00005‐2 | no data | no data | Water/Steam | 1" | no data
01VHHS978 | no data | no data | no data | HP DRUM LEVEL TRANSMITTER ISOLATION | NA | no data | 2080_00005‐2 | no data | no data | Water/Steam | 1" | no data
01VHHS979 | no data | no data | no data | HP DRUM LEVEL TRANSMITTER ISOLATION | NA | no data | 2080_00005‐2 | no data | no data | Water/Steam | 1" | no data
01VHHS980 | no data | no data | no data | HP DRUM LEVEL TRANSMITTER ISOLATION | NA | no data | 2080_00005‐2 | no data | no data | Water/Steam | 1" | no data
01VHHS981 | no data | no data | no data | HP DRUM LEVEL TRANSMITTER ISOLATION | NA | no data | 2080_00005‐2 | no data | no data | Water/Steam | 1" | no data
01VHHS982 | no data | no data | no data | HP DRUM LEVEL TRANSMITTER ISOLATION | NA | no data | 2080_00005‐2 | no data | no data | Water/Steam | 1" | no data
01VHHS983 | no data | no data | no data | HP DRUM LEVEL GAUGE ISOLATION | NA | no data | 2080_00005‐2 | no data | no data | Water/Steam | 2" | no data
01VHHS984 | no data | no data | no data | HP DRUM LEVEL GAUGE ISOLATION | NA | no data | 2080_00005‐2 | no data | no data | Water/Steam | 2" | no data
01VHHS985 | no data | no data | no data | HP DRUM LEVEL GAUGE ISOLATION | NA | no data | 2080_00005‐2 | no data | no data | Water/Steam | 2" | no data
01VHHS986 | no data | no data | no data | HP DRUM LEVEL GAUGE ISOLATION | NA | no data | 2080_00005‐2 | no data | no data | Water/Steam | 2" | no data
01VHHS987 | no data | no data | no data | HP DRUM LEVEL GAUGE ISOLATION | NA | no data | 2080_00005‐2 | no data | no data | Water/Steam | 2" | no data
01VHHS988 | no data | no data | no data | HP DRUM INLET CHEMICAL INJECTION ISOLATION | NA | no data | 2080_00005‐2 | no data | no data | Water | 1" | no data
01VHHS989 | no data | no data | no data | HP DRUM INLET CHEMICAL INJECTION CHECK VALVE | NA | no data | 2080_00005‐2 | no data | no data | Water | 1" | no data
01VHHS991 | no data | no data | no data | HP DRUM WATER SAMPLE ISOLATION | NA | no data | 2080_00005‐2 | no data | no data | Water | 3/4" | no data
01VHHS992 | no data | no data | no data | HP DRUM WATER SAMPLE ISOLATION | NA | no data | 2080_00005‐2 | no data | no data | Water | 3/4" | no data
01VHHS994 | no data | no data | no data | HP SPARGING STEAM DRAIN | NA | no data | 2080_00005‐2 | no data | no data | Water/Steam | 2" | no data
01VHHS995 | no data | no data | no data | HP SPARGING STEAM DRAIN | NA | no data | 2080_00005‐2 | no data | no data | Water/Steam | 2" | no data
01VHHS996 | no data | no data | no data | HP SPARGING STEAM STRAINER DRAIN | NA | no data | 2080_00005‐2 | no data | no data | Water/Steam | 2" | no data
01VHHS997 | no data | no data | no data | HP SPARGING STEAM STRAINER DRAIN | NA | no data | 2080_00005‐2 | no data | no data | Water/Steam | 2" | no data
01VHHS998 | no data | no data | no data | HP SATURATED STEAM SAMPLE ISOLATION | NA | no data | 2080_00005‐2 | no data | no data | Water/Steam | 3/4" | no data
01VHHS999 | no data | no data | no data | HP SATURATED STEAM SAMPLE ISOLATION | NA | no data | 2080_00005‐2 | no data | no data | Water/Steam | 3/4" | no data
01VHHS803 | no data | no data | no data | HP SUPERHEATER 1 INLET DRAIN POT LEVEL SWITCH ISOLATION | NA | no data | 2080_00005‐3 | no data | no data | Water/Steam | 3/4" | no data
01VHHS804 | no data | no data | no data | HP SUPERHEATER 1 INLET DRAIN POT LEVEL SWITCH ISOLATION | NA | no data | 2080_00005‐3 | no data | no data | Water/Steam | 3/4" | no data
01VHHS805 | no data | no data | no data | HP SUPERHEATER 1 INLET DRAIN POT LEVEL SWITCH ISOLATION | NA | no data | 2080_00005‐3 | no data | no data | Water/Steam | 3/4" | no data
01VHHS806 | no data | no data | no data | HP SUPERHEATER 1 INLET DRAIN POT LEVEL SWITCH ISOLATION | NA | no data | 2080_00005‐3 | no data | no data | Water/Steam | 3/4" | no data
01VHHS807 | no data | no data | no data | HP SUPERHEATER 1 INLET DRAIN POT LEVEL SWITCH ISOLATION | NA | no data | 2080_00005‐3 | no data | no data | Water/Steam | 3/4" | no data
01VHHS808 | no data | no data | no data | HP SUPERHEATER 1 INLET DRAIN POT LEVEL SWITCH ISOLATION | NA | no data | 2080_00005‐3 | no data | no data | Water/Steam | 3/4" | no data
01VHHS809 | no data | no data | no data | HP SUPERHEATER 1 INLET DRAIN POT LEVEL SWITCH ISOLATION | NA | no data | 2080_00005‐3 | no data | no data | Water/Steam | 3/4" | no data
01VHHS810 | no data | no data | no data | HP SUPERHEATER 1 INLET DRAIN POT LEVEL SWITCH ISOLATION | NA | no data | 2080_00005‐3 | no data | no data | Water/Steam | 3/4" | no data
01VHHS811 | no data | no data | no data | HP SUPERHEATER 1 TO 2 CROSSOVER VENT | NA | no data | 2080_00005‐3 | no data | no data | Steam | 2" | no data
01VHHS812 | no data | no data | no data | HP SUPERHEATER 1 TO 2 CROSSOVER VENT | NA | no data | 2080_00005‐3 | no data | no data | Steam | 2" | no data
01VHHS813 | no data | no data | no data | HP SUPERHEATER OUTLET PRESSURE TRANSMITTER ISOLATION | NA | no data | 2080_00005‐3 | no data | no data | Steam | 3/4" | no data
01VHHS814 | no data | no data | no data | HP SUPERHEATER OUTLET PRESSURE TRANSMITTER ISOLATION | NA | no data | 2080_00005‐3 | no data | no data | Steam | 3/4" | no data
01VHHS815 | no data | no data | no data | HP SUPERHEATER OUTLET PRESSURE INDICATOR ISOLATION | NA | no data | 2080_00005‐3 | no data | no data | Steam | 3/4" | no data
01VHHS816 | no data | no data | no data | HP SUPERHEATER OUTLET PRESSURE INDICATOR ISOLATION | NA | no data | 2080_00005‐3 | no data | no data | Steam | 3/4" | no data
01VHHS818 | no data | no data | no data | HP SUPERHEATER OUTLET DRAIN | NA | no data | 2080_00005‐3 | no data | no data | Water/Steam | 2" | no data
01VHHS819 | no data | no data | no data | HP SUPERHEATER OUTLET DRAIN | NA | no data | 2080_00005‐3 | no data | no data | Water/Steam | 2" | no data
01VHHS820 | no data | no data | no data | HP SUPERHEATER OUTLET FLOW TRANSMITTER ISOLATION | NA | no data | 2080_00005‐3 | no data | no data | Steam | 3/4" | no data
01VHHS821 | no data | no data | no data | HP SUPERHEATER OUTLET FLOW TRANSMITTER ISOLATION | NA | no data | 2080_00005‐3 | no data | no data | Steam | 3/4" | no data
01VHHS822 | no data | no data | no data | HP SUPERHEATER OUTLET FLOW TRANSMITTER ISOLATION | NA | no data | 2080_00005‐3 | no data | no data | Steam | 3/4" | no data
01VHHS823 | no data | no data | no data | HP SUPERHEATER OUTLET FLOW TRANSMITTER ISOLATION | NA | no data | 2080_00005‐3 | no data | no data | Steam | 3/4" | no data
01VHHS824 | no data | no data | no data | HP SUPERHEATER OUTLET FLOW TRANSMITTER ISOLATION | NA | no data | 2080_00005‐3 | no data | no data | Steam | 3/4" | no data
01VHHS825 | no data | no data | no data | HP SUPERHEATER OUTLET FLOW TRANSMITTER ISOLATION | NA | no data | 2080_00005‐3 | no data | no data | Steam | 3/4" | no data
01VHHS826 | no data | no data | no data | HP SUPERHEATER OUTLET FLOW TRANSMITTER ISOLATION | NA | no data | 2080_00005‐3 | no data | no data | Steam | 3/4" | no data
01VHHS827 | no data | no data | no data | HP SUPERHEATER OUTLET FLOW TRANSMITTER ISOLATION | NA | no data | 2080_00005‐3 | no data | no data | Steam | 3/4" | no data
01VHHS828 | no data | no data | no data | HP SUPERHEATED STEAM SAMPLE ISOLATION | NA | no data | 2080_00005‐3 | no data | no data | Steam | 3/4" | no data
01VHHS829 | no data | no data | no data | HP SUPERHEATED STEAM SAMPLE ISOLATION | NA | no data | 2080_00005‐3 | no data | no data | Steam | 3/4" | no data
01VHHS830 | no data | no data | no data | HP INTERSTAGE ATTEMPERATOR COOLING WATER FLOW TRANSMITTER ISOLATION | NA | no data | 2080_00005‐3 | no data | no data | Water | 3/4" | no data
01VHHS831 | no data | no data | no data | HP INTERSTAGE ATTEMPERATOR COOLING WATER FLOW TRANSMITTER ISOLATION | NA | no data | 2080_00005‐3 | no data | no data | Water | 3/4" | no data
01VHHS832 | no data | no data | no data | HP INTERSTAGE ATTEMPERATOR COOLING WATER FLOW TRANSMITTER ISOLATION | NA | no data | 2080_00005‐3 | no data | no data | Water | 3/4" | no data
01VHHS833 | no data | no data | no data | HP INTERSTAGE ATTEMPERATOR COOLING WATER FLOW TRANSMITTER ISOLATION | NA | no data | 2080_00005‐3 | no data | no data | Water | 3/4" | no data
01VHHS834 | no data | no data | no data | HP INTERSTAGE ATTEMPERATOR COOLING WATER FLOW TRANSMITTER ISOLATION | NA | no data | 2080_00005‐3 | no data | no data | Water | 3/4" | no data
01VHHS835 | no data | no data | no data | HP INTERSTAGE ATTEMPERATOR COOLING WATER FLOW TRANSMITTER ISOLATION | NA | no data | 2080_00005‐3 | no data | no data | Water | 3/4" | no data
01VHHS836 | no data | no data | no data | HP INTERSTAGE ATTEMPERATOR COOLING WATER FLOW TRANSMITTER ISOLATION | NA | no data | 2080_00005‐3 | no data | no data | Water | 3/4" | no data
01VHHS837 | no data | no data | no data | HP INTERSTAGE ATTEMPERATOR COOLING WATER FLOW TRANSMITTER ISOLATION | NA | no data | 2080_00005‐3 | no data | no data | Water | 3/4" | no data
01VHHS838 | no data | no data | no data | HP INTERSTAGE ATTEMPERATOR COOLING WATER DIFFERENTIAL PRESSURE TRANSMITTER ISOLATION | NA | no data | 2080_00005‐3 | no data | no data | Water | 3/4" | no data
01VHHS839 | no data | no data | no data | HP INTERSTAGE ATTEMPERATOR COOLING WATER DIFFERENTIAL PRESSURE TRANSMITTER ISOLATION | NA | no data | 2080_00005‐3 | no data | no data | Water | 3/4" | no data
01VHHS840 | no data | no data | no data | HP INTERSTAGE ATTEMPERATOR COOLING WATER DIFFERENTIAL PRESSURE TRANSMITTER ISOLATION | NA | no data | 2080_00005‐3 | no data | no data | Water | 3/4" | no data
01VHHS841 | no data | no data | no data | HP INTERSTAGE ATTEMPERATOR COOLING WATER DIFFERENTIAL PRESSURE TRANSMITTER ISOLATION | NA | no data | 2080_00005‐3 | no data | no data | Water | 3/4" | no data
01VHHS842 | no data | no data | no data | HP INTERSTAGE ATTEMPERATOR COOLING WATER STRAINER DRAIN | NA | no data | 2080_00005‐3 | no data | no data | Water | 2" | no data
01VHHS843 | no data | no data | no data | HP INTERSTAGE ATTEMPERATOR COOLING WATER STRAINER DRAIN | NA | no data | 2080_00005‐3 | no data | no data | Water | 2" | no data
01VHHS846 | no data | no data | no data | HP FINAL ATTEMPERATOR COOLING WATER FLOW TRANSMITTER ISOLATION | NA | no data | 2080_00005‐3 | no data | no data | Water | 3/4" | no data
01VHHS847 | no data | no data | no data | HP FINAL ATTEMPERATOR COOLING WATER FLOW TRANSMITTER ISOLATION | NA | no data | 2080_00005‐3 | no data | no data | Water | 3/4" | no data
01VHHS848 | no data | no data | no data | HP FINAL ATTEMPERATOR COOLING WATER FLOW TRANSMITTER ISOLATION | NA | no data | 2080_00005‐3 | no data | no data | Water | 3/4" | no data
01VHHS849 | no data | no data | no data | HP FINAL ATTEMPERATOR COOLING WATER FLOW TRANSMITTER ISOLATION | NA | no data | 2080_00005‐3 | no data | no data | Water | 3/4" | no data
01VHHS850 | no data | no data | no data | HP FINAL ATTEMPERATOR COOLING WATER FLOW TRANSMITTER ISOLATION | NA | no data | 2080_00005‐3 | no data | no data | Water | 3/4" | no data
01VHHS851 | no data | no data | no data | HP FINAL ATTEMPERATOR COOLING WATER FLOW TRANSMITTER ISOLATION | NA | no data | 2080_00005‐3 | no data | no data | Water | 3/4" | no data
01VHHS852 | no data | no data | no data | HP FINAL ATTEMPERATOR COOLING WATER FLOW TRANSMITTER ISOLATION | NA | no data | 2080_00005‐3 | no data | no data | Water | 3/4" | no data
01VHHS853 | no data | no data | no data | HP FINAL ATTEMPERATOR COOLING WATER FLOW TRANSMITTER ISOLATION | NA | no data | 2080_00005‐3 | no data | no data | Water | 3/4" | no data
01VHHS863 | no data | no data | no data | HP INTERSTAGE ATTEMPERATOR COOLING WATER DRAIN | NA | no data | 2080_00005‐3 | no data | no data | Water | 2" | no data
01VHHS864 | no data | no data | no data | HP INTERSTAGE ATTEMPERATOR COOLING WATER DRAIN | NA | no data | 2080_00005‐3 | no data | no data | Water | 2" | no data
01VHHS865 | no data | no data | no data | HP INTERSTAGE ATTEMPERATOR COOLING WATER VENT | NA | no data | 2080_00005‐3 | no data | no data | Water | 2" | no data
01VHHS866 | no data | no data | no data | HP INTERSTAGE ATTEMPERATOR COOLING WATER VENT | NA | no data | 2080_00005‐3 | no data | no data | Water | 2" | no data
01VHHS867 | no data | no data | no data | HP SUPERHEATER 1 INLET DRAIN POT CLEANOUT DRAIN | NA | no data | 2080_00005‐3 | no data | no data | Water/Steam | 1" | no data
01VHHS868 | no data | no data | no data | HP SUPERHEATER 1 INLET DRAIN POT CLEANOUT DRAIN | NA | no data | 2080_00005‐3 | no data | no data | Water/Steam | 1" | no data
01VHHS871 | no data | no data | no data | HP SUPERHEATER OUTLET PRESSURE TRANSMITTER ISOLATION | NA | no data | 2080_00005‐3 | no data | no data | Steam | 3/4" | no data
01VHHS872 | no data | no data | no data | HP SUPERHEATER OUTLET PRESSURE TRANSMITTER ISOLATION | NA | no data | 2080_00005‐3 | no data | no data | Steam | 3/4" | no data
01VHHS873 | no data | no data | no data | HP SUPERHEATER OUTLET PRESSURE TRANSMITTER ISOLATION | NA | no data | 2080_00005‐3 | no data | no data | Steam | 3/4" | no data
01VHHS874 | no data | no data | no data | HP SUPERHEATER OUTLET PRESSURE TRANSMITTER ISOLATION | NA | no data | 2080_00005‐3 | no data | no data | Steam | 3/4" | no data
01VHHS909 | no data | no data | no data | HP INTERSTAGE ATTEMPERATOR DRAIN POT CLEANOUT DRAIN | NA | no data | 2080_00005‐3 | no data | no data | Water/Steam | 1" | no data
01VHHS910 | no data | no data | no data | HP INTERSTAGE ATTEMPERATOR DRAIN POT CLEANOUT DRAIN | NA | no data | 2080_00005‐3 | no data | no data | Water/Steam | 1" | no data
01VHLS801 | no data | no data | no data | PREHEATER DRAIN | NA | no data | 2080_00006‐1 | no data | no data | Water | 2" | no data
01VHLS802 | no data | no data | no data | PREHEATER DRAIN | NA | no data | 2080_00006‐1 | no data | no data | Water | 2" | no data
01VHLS803 | no data | no data | no data | LP FEEDWATER INLET PRESSURE TRANSMITTER ISOLATION | NA | no data | 2080_00006‐1 | no data | no data | Water | 3/4" | no data
01VHLS804 | no data | no data | no data | LP FEEDWATER INLET PRESSURE TRANSMITTER ISOLATION | NA | no data | 2080_00006‐1 | no data | no data | Water | 3/4" | no data
01VHLS807 | no data | no data | no data | PREHEATER DRAIN | NA | no data | 2080_00006‐1 | no data | no data | Water | 2" | no data
01VHLS810 | no data | no data | no data | PREHEATER DRAIN | NA | no data | 2080_00006‐1 | no data | no data | Water | 2" | no data
01VHLS823 | no data | no data | no data | PREHEATER DRAIN | NA | no data | 2080_00006‐1 | no data | no data | Water | 2" | no data
01VHLS824 | no data | no data | no data | PREHEATER DRAIN | NA | no data | 2080_00006‐1 | no data | no data | Water | 2" | no data
01VHLS829 | no data | no data | no data | PREHEATER DRAIN | NA | no data | 2080_00006‐1 | no data | no data | Water | 2" | no data
01VHLS830 | no data | no data | no data | PREHEATER DRAIN | NA | no data | 2080_00006‐1 | no data | no data | Water | 2" | no data
01VHLS851 | no data | no data | no data | PREHEATER INLET VENT | NA | no data | 2080_00006‐1 | no data | no data | Water | 2" | no data
01VHLS852 | no data | no data | no data | PREHEATER INLET VENT | NA | no data | 2080_00006‐1 | no data | no data | Water | 2" | no data
01VHLS902 | no data | no data | no data | PREHEATER DRAIN | NA | no data | 2080_00006‐1 | no data | no data | Water | 2" | no data
01VHLS903 | no data | no data | no data | PREHEATER DRAIN | NA | no data | 2080_00006‐1 | no data | no data | Water | 2" | no data
01VHLS906 | no data | no data | no data | PREHEATER VENT | NA | no data | 2080_00006‐1 | no data | no data | Water | 2" | no data
01VHLS910 | no data | no data | no data | PREHEATER VENT | NA | no data | 2080_00006‐1 | no data | no data | Water | 2" | no data
01VHLS911 | no data | no data | no data | PREHEATER DRAIN | NA | no data | 2080_00006‐1 | no data | no data | Water | 2" | no data
01VHLS912 | no data | no data | no data | PREHEATER DRAIN | NA | no data | 2080_00006‐1 | no data | no data | Water | 2" | no data
01VHLS913 | no data | no data | no data | PREHEATER DRAIN | NA | no data | 2080_00006‐1 | no data | no data | Water | 2" | no data
01VHLS914 | no data | no data | no data | PREHEATER VENT | NA | no data | 2080_00006‐1 | no data | no data | Water | 2" | no data
01VHLS915 | no data | no data | no data | PREHEATER VENT | NA | no data | 2080_00006‐1 | no data | no data | Water | 2" | no data
01VHLS916 | no data | no data | no data | PREHEATER DRAIN | NA | no data | 2080_00006‐1 | no data | no data | Water | 2" | no data
01VHLS917 | no data | no data | no data | PREHEATER VENT | NA | no data | 2080_00006‐1 | no data | no data | Water | 2" | no data
01VHLS918 | no data | no data | no data | PREHEATER DRAIN | NA | no data | 2080_00006‐1 | no data | no data | Water | 2" | no data
01VHLS919 | no data | no data | no data | PREHEATER VENT | NA | no data | 2080_00006‐1 | no data | no data | Water | 2" | no data
01VHLS920 | no data | no data | no data | PREHEATER DRAIN | NA | no data | 2080_00006‐1 | no data | no data | Water | 2" | no data
01VHLS921 | no data | no data | no data | PREHEATER DRAIN | NA | no data | 2080_00006‐1 | no data | no data | Water | 2" | no data
01VHLS922 | no data | no data | no data | PREHEATER VENT | NA | no data | 2080_00006‐1 | no data | no data | Water | 2" | no data
01VHLS984 | no data | no data | no data | PREHEATER VENT | NA | no data | 2080_00006‐1 | no data | no data | Water | 2" | no data
01VHBD801 | no data | no data | no data | BLOWDOWN TANK PRESSURE INDICATOR ISOLATION | NA | no data | 2080_00007‐1 | no data | no data | Steam | 3/4" | no data
01VHBD802 | no data | no data | no data | BLOWDOWN TANK PRESSURE TRANSMITTER ISOLATION | NA | no data | 2080_00007‐1 | no data | no data | Steam | 3/4" | no data
01VHBD803 | no data | no data | no data | BLOWDOWN TANK LEVEL GAUGE ISOLATION | NA | no data | 2080_00007‐1 | no data | no data | Water/Steam | 3/4" | no data
01VHBD804 | no data | no data | no data | BLOWDOWN TANK LEVEL GAUGE ISOLATION | NA | no data | 2080_00007‐1 | no data | no data | Water/Steam | 3/4" | no data
01VHBD805 | no data | no data | no data | BLOWDOWN TANK LEVEL TRANSMITTER ISOLATION | NA | no data | 2080_00007‐1 | no data | no data | Water/Steam | 3/4" | no data
01VHBD806 | no data | no data | no data | BLOWDOWN TANK LEVEL TRANSMITTER ISOLATION | NA | no data | 2080_00007‐1 | no data | no data | Water/Steam | 3/4" | no data
01VHBD901 | no data | no data | no data | BLOWDOWN TANK LOW POINT DRAIN | NA | no data | 2080_00007‐1 | no data | no data | Water | 2" | no data
01VHBD902 | no data | no data | no data | BLOWDOWN TANK LEVEL GAUGE DRAIN | NA | no data | 2080_00007‐1 | no data | no data | Water | 2" | no data
01VHBD903 | no data | no data | no data | BLOWDOWN TANK LEVEL GAUGE DRAIN | NA | no data | 2080_00007‐1 | no data | no data | Water | 2" | no data
01VHBD907 | no data | no data | no data | BLOWDOWN QUENCH WATER DRAIN | NA | no data | 2080_00007‐1 | no data | no data | Water/Steam | 2" | no data
01VHBD908 | no data | no data | no data | BLOWDOWN QUENCH WATER DRAIN | NA | no data | 2080_00007‐1 | no data | no data | Water/Steam | 2" | no data
01VHBD909 | no data | no data | no data | BLOWDOWN QUENCH WATER BYPASS | NA | no data | 2080_00007‐1 | no data | no data | Water/Steam | 2" | no data
01VHHS861 | no data | no data | no data | HP INTERMITTENT BLOWDOWN LOW POINT DRAIN | NA | no data | 2080_00007‐1 | no data | no data | Water | 2" | no data
01VHHS862 | no data | no data | no data | HP INTERMITTENT BLOWDOWN LOW POINT DRAIN | NA | no data | 2080_00007‐1 | no data | no data | Water | 2" | no data
01VHHS960 | no data | no data | no data | HP EVAPORATOR DRAIN | NA | no data | 2080_00007‐1 | no data | no data | Water | 2" | no data
01VHIS908 | no data | no data | no data | IP INTERMITTENT BLOWDOWN LOW POINT DRAIN | NA | no data | 2080_00007‐1 | no data | no data | Water | 2" | no data
01VHIS909 | no data | no data | no data | IP INTERMITTENT BLOWDOWN LOW POINT DRAIN | NA | no data | 2080_00007‐1 | no data | no data | Water | 2" | no data
01VHLS928 | no data | no data | no data | LP INTERMITTENT BLOWDOWN LOW POINT DRAIN | NA | no data | 2080_00007‐1 | no data | no data | Water | 2" | no data
01VHLS929 | no data | no data | no data | LP INTERMITTENT BLOWDOWN LOW POINT DRAIN | NA | no data | 2080_00007‐1 | no data | no data | Water | 2" | no data
01MOVHLS904 | no data | no data | no data | LP STEAM SPARGING | MOVDIG | no data | 2080_00003‐1 | no data | no data | Steam | 3" | no data
01MOVHLS905 | no data | no data | no data | LP STEAM STARTUP VENT STOP | MOVDIG | no data | 2080_00003‐2 | no data | no data | Steam | 2" | no data
01MOVHLS906 | no data | no data | no data | LP STEAM OUTLET STOP | MOVDIG | no data | 2080_00003‐2 | no data | no data | Steam | 14" | no data
01MOVHIS901 | no data | no data | no data | IP FEEDWATER INLET STOP VALVE | MOVDIG | no data | 2080_00004‐1 | no data | no data | Water | 6" | no data
01MOVHIS903 | no data | no data | no data | IP ECONOMIZER VENT STOP | MOVDIG | no data | 2080_00004‐1 | no data | no data | Water | 2" | no data
01MOVHIS904 | no data | no data | no data | IP FEEDWATER FGH STOP VALVE | MOVDIG | no data | 2080_00004‐1 | no data | no data | Water | 4" | no data
01MOVHIS909 | no data | no data | no data | IP SPARGING STEAM STOP | MOVDIG | no data | 2080_00004‐2 | no data | no data | Steam | 3" | no data
01MOVHIS910 | no data | no data | no data | IP TO DA PEGGING | MOVDIG | no data | 2080_00004‐2 | no data | no data | Steam | 3" | no data
01MOVHIS906 | no data | no data | no data | IP SUPERHEATER OUTLET VENT | MOVDIG | no data | 2080_00004‐3 | no data | no data | Steam | 2" | no data
01MOVHIS908 | no data | no data | no data | IP STEAM STOP | MOVDIG | no data | 2080_00004‐3 | no data | no data | Steam | 8" | no data
01MOVHRS904 | no data | no data | no data | REHEAT OUTLET STARTUP VENT STOP | MOVDIG | no data | 2080_00004‐4 | no data | no data | Steam | 4" | no data
01MOVHRS912 | no data | no data | no data | RHT ATTEMPERATOR SPRAY WATER STOP | MOVDIG | no data | 2080_00004‐4 | no data | no data | Water | 2 1/2" | no data
01MOVHHS901 | no data | no data | no data | HP FEEDWATER STOP | MOVDIG | no data | 2080_00005‐1 | no data | no data | Water | 12" | no data
01MOVHHS902 | no data | no data | no data | HP ECONOMIZER VENT | MOVDIG | no data | 2080_00005‐1 | no data | no data | Water | 2" | no data
01MOVHHS904 | no data | no data | no data | HP SPARGING STEAM | MOVDIG | no data | 2080_00005‐2 | no data | no data | Steam | 4" | no data
01MOVHHS906 | no data | no data | no data | HP STEAM OUTLET STOP | MOVDIG | no data | 2080_00005‐3 | no data | no data | Steam | 16" | no data
01MOVHHS907 | no data | no data | no data | HP STEAM OUTLET STOP VALVE BYPASS | MOVDIG | no data | 2080_00005‐3 | no data | no data | Steam | 12" | no data
01MOVHHS908 | no data | no data | no data | HP ATTEMPERATOR SPRAY WATER STOP | MOVDIG | no data | 2080_00005‐3 | no data | no data | Water | 2" | no data
01MOVHHS913 | no data | no data | no data | HP SUPERHEATER OUTLET VENT | MOVDIG | no data | 2080_00005‐3 | no data | no data | Steam | 2" | no data
01MOVHLS901 | no data | no data | no data | LP FEEDWATER INLET STOP | MOVDIG | no data | 2080_00006‐1 | no data | no data | Water | 10" | no data
01MOVHLS907 | no data | no data | no data | LP ECONOMIZER VENT | MOVDIG | no data | 2080_00006‐1 | no data | no data | Water | 2" | no data
01YCVHHS902 | no data | no data | no data | HP SH #1 DRAIN POT | POVPOS | no data | 2080_00007‐1 | no data | no data | Water | 2" | no data
01YCVHHS903 | no data | no data | no data | HP ATTEMPERATOR LOOP DRAIN POT | POVPOS | no data | 2080_00007‐1 | no data | no data | Water | 2" | no data
01YCVHIS905 | no data | no data | no data | IP STEAM OUTLET DRAIN POT | POVPOS | no data | 2080_00007‐1 | no data | no data | Steam | 2" | no data
01YCVHIS906 | no data | no data | no data | IP STEAM OUTLET DRAIN POT | POVPOS | no data | 2080_00007‐1 | no data | no data | Steam | 2" | no data
01YCVHLS909 | no data | no data | no data | LP SUPERHEATER OUTLET DRAIN POT DRAIN | POVPOS | no data | 2080_00007‐1 | no data | no data | Water | 2" | no data
01YCVHLS910 | no data | no data | no data | LP SUPERHEATER OUTLET DRAIN | POVPOS | no data | 2080_00007‐1 | no data | no data | Water | 2" | no data
01YCVHRS905 | no data | no data | no data | REHEAT ATTEMPERATOR LOOP DRAIN POT | POVPOS | no data | 2080_00007‐1 | no data | no data | Water | 2 1/2" | no data
01YTSHLS995 | no data | no data | no data | LP SPARGING STEAM STRAINER | NA | no data | 2080_00003‐1 | no data | no data | Steam | 3" | no data
01YTSHIS995 | no data | no data | no data | IP SPARGING STEAM STRAINER | NA | no data | 2080_00004‐2 | no data | no data | Steam | 3" | no data
01YTSHRS901 | no data | no data | no data | RHT ATTEMPERATOR SPRAY WATER STRAINER | NA | no data | 2080_00004‐4 | no data | no data | Water | 2 1/2" | no data
01YTSHHS995 | no data | no data | no data | HP SPARGING STEAM STRAINER | NA | no data | 2080_00005‐2 | no data | no data | Steam | 4" | no data
01YTSHHS901 | no data | no data | no data | HP ATTEMPERATOR SPRAY WATER STRAINER | NA | no data | 2080_00005‐3 | no data | no data | Water | 2 1/2" | no data
01MOVHLS902 | no data | no data | no data | LP SUPERHEATER OUTLET VENT | MOVDIG | no data | 2080_00003‐2 | no data | no data | Steam | 2" | no data
01MOVHIS902 | no data | no data | no data | IP SUPERHEATER OUTLET VENT | MOVDIG | no data | 2080_00004‐3 | no data | no data | Steam | 2" | no data
01MOVHRS911 | no data | no data | no data | REHEAT VENT | MOVDIG | no data | 2080_00004‐4 | no data | no data | Steam | 4" | no data
01MOVHHS903 | no data | no data | no data | HP CASCADING BLOW DOWN ISOLATION | MOVDIG | no data | 2080_00005‐2 | no data | no data | Water | 2 1/2" | no data
01MOVHHS905 | no data | no data | no data | HP SUPERHEATER OUTLET VENT | MOVDIG | no data | 2080_00005‐3 | no data | no data | Steam | 2" | no data
01MOVHBD901 | no data | no data | no data | HP BD MANIFOLD DRAIN | MOVDIG | no data | 2080_00007‐1 | no data | no data | Water | 2" | no data
01MOVHBD902 | no data | no data | no data | IP BD MANIFOLD DRAIN | MOVDIG | no data | 2080_00007‐1 | no data | no data | Water | 2" | no data
01MOVHBD903 | no data | no data | no data | LP BD MANIFOLD DRAIN | MOVDIG | no data | 2080_00007‐1 | no data | no data | Water | 2" | no data
01MOVHHS909 | no data | no data | no data | HP INTERMITTENT BLOWDOWN STOP | MOVDIG | no data | 2080_00007‐1 | no data | no data | Water | 2 1/2" | no data
01MOVHHS910 | no data | no data | no data | HP SH #1 DRAIN POT STOP | MOVDIG | no data | 2080_00007‐1 | no data | no data | Water | 2" | no data
01MOVHHS911 | no data | no data | no data | HP ATTEMPERATOR DRAIN POT STOP | MOVDIG | no data | 2080_00007‐1 | no data | no data | Water | 2" | no data
01MOVHHS912 | no data | no data | no data | HP INTERMITTENT BLOWDOWN STOP | MOVDIG | no data | 2080_00007‐1 | no data | no data | Water | 2 1/2" | no data
01MOVHIS905 | no data | no data | no data | IP CONTINUOUS BLOWDOWN STOP | MOVDIG | no data | 2080_00007‐1 | no data | no data | Water | 2" | no data
01MOVHIS915 | no data | no data | no data | IP DRAIN POT STOP | MOVDIG | no data | 2080_00007‐1 | no data | no data | Water | 2" | no data
01MOVHIS916 | no data | no data | no data | IP INTERMITTENT BLOWDOWN STOP | MOVDIG | no data | 2080_00007‐1 | no data | no data | Water | 2 1/2" | no data
01MOVHIS917 | no data | no data | no data | IP INTERMITTENT BLOWDOWN STOP | MOVDIG | no data | 2080_00007‐1 | no data | no data | Water | 2 1/2" | no data
01MOVHIS918 | no data | no data | no data | IP OUTLET DRAIN POT STOP | MOVDIG | no data | 2080_00007‐1 | no data | no data | Water | 2" | no data
01MOVHLS908 | no data | no data | no data | LP INTERMITTENT BLOWDOWN STOP | MOVDIG | no data | 2080_00007‐1 | no data | no data | Water | 2 1/2" | no data
01MOVHRS914 | no data | no data | no data | REHEAT ATTEMPERATOR LOOP DRAIN POT | MOVDIG | no data | 2080_00007‐1 | no data | no data | Water | 2 1/2" | no data
01VHLS995 | no data | no data | no data | LP DRAIN POT STOP | NA | no data | 2080_00007‐1 | no data | no data | Water | 2" | no data
01VHLS996 | no data | no data | no data | LP DRAIN POT STOP | NA | no data | 2080_00007‐1 | no data | no data | Water | 2" | no data
01PRVHLS997 | no data | no data | no data | LP DRUM PRESSURE RELIEF VALVE 1 | NA | no data | 2080_00003‐1 | no data | no data | Steam | 6" | no data
02-PRVHLS998 | no data | no data | no data | LP DRUM PRESSURE RELIEF VALVE 2 | NA | no data | 2080_00003‐1 | no data | no data | Steam | 6" | no data
02-PRVHLS999 | no data | no data | no data | LP STEAM OUTLET PRESSURE RELIEF VALVE | NA | no data | 2080_00003‐2 | no data | no data | Steam | 6" | no data
02-PRVHIS995 | no data | no data | no data | IP ECONOMIZER INLET PRESSURE RELIEF VALVE | NA | no data | 2080_00004‐1 | no data | no data | Water | 3" | no data
02-PRVHIS997 | no data | no data | no data | IP DRUM PRESSURE RELIEF VALVE 1 | NA | no data | 2080_00004‐2 | no data | no data | Steam | 4" | no data
02-PRVHIS998 | no data | no data | no data | IP DRUM PRESSURE RELIEF VALVE 2 | NA | no data | 2080_00004‐2 | no data | no data | Steam | 6" | no data
02-PRVHIS999 | no data | no data | no data | IP STEAM OUTLET PRESSURE RELIEF VALVE | NA | no data | 2080_00004‐3 | no data | no data | Steam | 4" | no data
02-PRVHRS997 | no data | no data | no data | COLD REHEAT PRESSURE RELIEF VALVE 1 | NA | no data | 2080_00004‐4 | no data | no data | Steam | 10" | no data
02-PRVHRS998 | no data | no data | no data | COLD REHEAT PRESSURE RELIEF VALVE 2 | NA | no data | 2080_00004‐4 | no data | no data | Steam | 2 x 10" | no data
02-PRVHRS999 | no data | no data | no data | HOT REHEAT PRESSURE RELIEF VALVE | NA | no data | 2080_00004‐4 | no data | no data | Steam | 8" | no data
02-PRVHHS997 | no data | no data | no data | HP DRUM PRESSURE RELIEF VALVE 1 | NA | no data | 2080_00005‐2 | no data | no data | Steam | 6" | no data
02-PRVHHS998 | no data | no data | no data | HP DRUM PRESSURE RELIEF VALVE 2 | NA | no data | 2080_00005‐2 | no data | no data | Steam | 6" | no data
02-PRVHHS999 | no data | no data | no data | HP STEAM OUTLET PRESSURE RELIEF VALVE | NA | no data | 2080_00005‐3 | no data | no data | Steam | 6" | no data
02-PRVHLS901 | no data | no data | no data | PREHEATER EXT HEAT EXCHANGER PRESSURE RELIEF VALVE | NA | no data | 2080_00006‐1 | no data | no data | Water | 2" | no data
02-PRVHLS902 | no data | no data | no data | PREHEATER EXT HEAT EXCHANGER PRESSURE RELIEF VALVE | NA | no data | 2080_00006‐1 | no data | no data | Water | 2" | no data
02-PRVHLS994 | no data | no data | no data | PREHEATER INLET PILOT OPERATED RELIEF VALVE | NA | no data | 2080_00006‐1 | no data | no data | Water | 8" | no data
02-LCVHLS901 | no data | no data | no data | LP DRUM LEVEL CONTROL VALVE | POVCTRL | no data | 2080_00003‐1 | no data | no data | Water | 12" | no data
02-PCVHLS901 | no data | no data | no data | LP SPARGING STEAM CONTROL VALVE | POVCTRL | no data | 2080_00003‐1 | no data | no data | Steam | 2" | no data
02-LCVHIS901 | no data | no data | no data | IP DRUM LEVEL CONTROL VALVE | POVCTRL | no data | 2080_00004‐2 | no data | no data | Water | 3" | no data
02-PCVHIS901 | no data | no data | no data | IP SPARGING STEAM CONTROL VALVE | POVCTRL | no data | 2080_00004‐2 | no data | no data | Steam | 2" | no data
02-PCVHIS902 | no data | no data | no data | IP TO LP PEGGING STEAM CONTROL VALVE | POVCTRL | no data | 2080_00004‐2 | no data | no data | Steam | 3" | no data
02-PCVHIS903 | no data | no data | no data | IP STEAM OUTLET BACK PRESSURE CONTROL VALVE | POVCTRL | no data | 2080_00004‐3 | no data | no data | Steam | 8" | no data
02-LCVHHS901 | no data | no data | no data | HP DRUM LEVEL CONTROL VALVE 1 (25%‐100%) | POVCTRL | no data | 2080_00005‐1 | no data | no data | Water | 8" | no data
02-LCVHHS902 | no data | no data | no data | HP DRUM LEVEL CONTROL VALVE 2 (0‐30%) | POVCTRL | no data | 2080_00005‐1 | no data | no data | Water | 4" | no data
02-FCVHHS901 | no data | no data | no data | HP SPARGING STEAM CONTROL VALVE | POVCTRL | no data | 2080_00005‐2 | no data | no data | Steam | 3" | no data
02-FCVHHS904 | no data | no data | no data | HP TO IP CASCADING BLOWDOWN CONTROL VALVE | NA | no data | 2080_00005‐2 | no data | no data | Water | 2" | no data
02-PCVHHS902 | no data | no data | no data | HP STEAM OUTLET CONTROL VALVE | POVCTRL | no data | 2080_00005‐3 | no data | no data | Steam | 12" | no data
02-TCVHLS901 | no data | no data | no data | PREHEATER BYPASS CONTROL VALVE 1 | POVCTRL | no data | 2080_00006‐1 | no data | no data | Water | 10" | no data
02-TCVHLS902 | no data | no data | no data | PREHEATER BYPASS CONTROL VALVE 2 | POVCTRL | no data | 2080_00006‐1 | no data | no data | Water | 10" | no data
02-TCVHLS903 | no data | no data | no data | PREHEATER EXT HEAT EXCHANGER CONTROL VALVE 1 | POVCTRL | no data | 2080_00006‐1 | no data | no data | Water | 10" | no data
02-TCVHLS904 | no data | no data | no data | PREHEATER EXT HEAT EXCHANGER CONTROL VALVE 2 | POVCTRL | no data | 2080_00006‐1 | no data | no data | Water | 10" | no data
02-FCVHIS904 | no data | no data | no data | IP CONTINUOUS BLOWDOWN CONTROL VALVE | NA | no data | 2080_00007‐1 | no data | no data | Water | 2" | no data
02-TCVHBD901 | no data | no data | no data | BLOWDOWN TANK COOLING WATER CONTROL VALVE | POVCTRL | no data | 2080_00007‐1 | no data | no data | Water | 4" | no data
02-YCVHHS901 | no data | no data | no data | HP INTERMITTENT BLOWDOWN CONTROL VALVE | POVCTRL | no data | 2080_00007‐1 | no data | no data | Water | 2" | no data
02-YCVHIS901 | no data | no data | no data | IP INTERMITTENT BLOWDOWN CONTROL VALVE | POVCTRL | no data | 2080_00007‐1 | no data | no data | Water | 2" | no data
02-YCVHLS901 | no data | no data | no data | LP INTERMITTENT BLOWDOWN CONTROL VALVE | POVCTRL | no data | 2080_00007‐1 | no data | no data | Water | 3" | no data
02-TCVHRS901 | no data | no data | no data | REHEAT INTERSTAGE ATTEMPERATOR CONTROL VALVE | POVCTRL | no data | 2080_00004‐4 | no data | no data | Water | 2" | no data
02-TCVHRS902 | no data | no data | no data | REHEAT FINAL ATTEMPERATOR CONTROL VALVE | POVCTRL | no data | 2080_00004‐4 | no data | no data | Water | 2" | no data
02-TCVHHS801 | no data | no data | no data | HP INTERSTAGE ATTEMPERATOR CONTROL VALVE | POVCTRL | no data | 2080_00005‐3 | no data | no data | Water | 2" | no data
02-TCVHHS902 | no data | no data | no data | HP FINAL ATTEMPERATOR CONTROL VALVE | POVCTRL | no data | 2080_00005‐3 | no data | no data | Water | 2" | no data
02-VHEH910 | no data | no data | no data | STACK DRAIN | NA | no data | 2080_00002‐1 | no data | no data | Water | 3" | no data
02-VHLS924 | BFP suction iso | one level down under LP drum | BFP A/B suction | BFP SUCTION | NA | BFW | 2080_00003‐1 | OPEN | no data | Water | 12" | no data
02-VHLS940 | MOV bypass | HRSG lower NW | no data | LP CV ISOLATION | NA | CND | 2080_00003‐1 | CLOSED | no data | Water | 10" | no data
02-VHLS941 | MOV bypass | HRSG lower NW | no data | LP CV ISOLATION | NA | CND | 2080_00003‐1 | CLOSED | no data | Water | 10" | no data
02-VHLS994 | MOV bypass | HRSG lower NW | no data | LP STEAM SPARGING CHECK VALVE | NA | CND | 2080_00003‐1 | CLOSED | no data | Steam | 3" | no data
02-VHIS901 | Level Gauge | HRSG upper East | HRSG/ IP Drum | IP FEEDWATER INLET | NA | HIS | 2080_00004‐1 | OPEN | no data | Water | 6" | no data
02-VHIS902 | Level Gauge | HRSG upper East | HRSG/ IP Drum | IP FEEDWATER INLET CHECK VALVE | NA | HIS | 2080_00004‐1 | OPEN | no data | Water | 4" | no data
02-VHIS921 | Level Gauge | HRSG upper East | HRSG/ IP Drum | IP FGH EXTRACTION CHECK VALVE | NA | HIS | 2080_00004‐1 | OPEN | no data | Water | 4" | no data
02-VHIS934 | Level Gauge | HRSG upper East | HRSG/ IP Drum | IP CV ISOLATION VALVE | NA | HIS | 2080_00004‐2 | OPEN | no data | Water | 4" | no data
02-VHIS935 | Level Gauge | HRSG upper East | HRSG/ IP Drum | IP CV ISOLATION VALVE | NA | HIS | 2080_00004‐2 | OPEN | no data | Water | 4" | no data
02-VHIS975 | Level Gauge | HRSG upper East | HRSG/ IP Drum | IP STEAM SPARGING CHECK VALVE | NA | HIS | 2080_00004‐2 | OPEN | no data | Steam | 3" | no data
02-VHIS978 | Pegging steam to LP drum iso equalizing | Top of the IP drum | HRSG/ IP Drum | IP PEGGING STEAM | NA | HIS | 2080_00004‐2 | OPEN | no data | Steam | 6" | no data
02-VHIS989 | Level Gauge | HRSG upper East | HRSG/ IP Drum | IP NRV (STOP CHECK) | NA | HIS | 2080_00004‐3 | OPEN | no data | Steam | 8" | no data
02-VHRS830 | no data | no data | no data | RH INTERSTAGE ATTEMPERATOR SPRAY WATER ISOLATION | NA | no data | 2080_00004‐4 | no data | no data | Water | 2 1/2" | no data
02-VHRS831 | no data | no data | no data | RH INTERSTAGE ATTEMPERATOR SPRAY WATER SWING CHECK VALVE | NA | no data | 2080_00004‐4 | no data | no data | Water | 2 1/2" | no data
02-VHHS901 | Level Gauge (2) valves | HRSG upper East | HRSG/ HP Drum | HP FEEDWATER CONTROL VALVE ISOLATION | NA | HHS | 2080_00005‐1 | OPEN | no data | Water | 12" | no data
02-VHHS902 | Level Gauge (2) valves | HRSG upper East | HRSG/ HP Drum | HP FEEDWATER CONTROL VALVE ISOLATION | NA | HHS | 2080_00005‐1 | OPEN | no data | Water | 12" | no data
02-VHHS903 | Level Gauge (2) valves | HRSG upper East | HRSG/ HP Drum | HP FEEDWATER CONTROL VALVE ISOLATION | NA | HHS | 2080_00005‐1 | OPEN | no data | Water | 6" | no data
02-VHHS904 | Steam to HP Evap MOV bypass | no data | Sparging | HP FEEDWATER CONTROL VALVE ISOLATION | NA | HHS | 2080_00005‐1 | CLOSED | CLOSED | Water | 6" | no data
02-VHHS911 | Level Gauge (2) valves | HRSG upper East | HRSG/ HP Drum | HP FEEDWATER INLET SWING CHECK VALVE | NA | HHS | 2080_00005‐1 | OPEN | no data | Water | 12" | no data
02-VHHS948 | From TCA to HP economizer isolation | Pipe Rack 1st | TCA | HP TCA RETURN TO HP ECONOMIZER ISOLATION | NA | BFW HP | 2080_00005‐1 | OPEN | no data | Water | 6" | no data
02-VHHS949 | From TCA to HP economizer isolation bypass | Pipe Rack 1st | TCA | HP TCA RETURN TO HP ECONOMIZER CHECK | NA | BFW HP | 2080_00005‐1 | CLOSED | no data | Water | 6" | no data
02-VHHS993 | Level Gauge (2) valves | HRSG upper East | HRSG/ HP Drum | HP STEAM SPARGING CHECK VALVE | NA | HHS | 2080_00005‐2 | OPEN | no data | Steam | 4" | no data
02-VHHS844 | Level Gauge (2) valves | HRSG upper East | HRSG/ HP Drum | HP INTERSTAGE ATTEMPERATOR SPRAY WATER ISOLATION | NA | HHS | 2080_00005‐3 | OPEN | no data | Water | 2 1/2" | no data
02-VHHS845 | Level Gauge (2) valves | HRSG upper East | HRSG/ HP Drum | HP INTERSTAGE ATTEMPERATOR SPRAY WATER SWING CHECK VALVE | NA | HHS | 2080_00005‐3 | OPEN | no data | Water | 2 1/2" | no data
02-PRVHLS997 | no data | no data | no data | LP DRUM PRESSURE RELIEF VALVE 1 | NA | no data | 2080_00003‐1 | no data | no data | Steam | 6" | no data
02-VHLS901 | MOV bypass | HRSG lower NW | no data | LP FEEDWATER INLET CHECK | NA | CND | 2080_00006‐1 | CLOSED | no data | Water | 10" | no data
02-VHLS904 | Steam to LP Evap MOV bypass | HRSG lower | Sparging | LP HEAT EXCHANGER ISOLATION | NA | AXS | 2080_00006‐1 | no data | no data | Water | 10" | no data
02-VHLS905 | Hot Condensate inlet isolation | HRSG lower NE | no data | LP HEAT EXCHANGER ISOLATION | NA | CND | 2080_00006‐1 | OPEN | no data | Water | 10" | no data
02-VHLS907 | Cold Condensate outlet isolation | HRSG lower NE | no data | LP HEAT EXCHANGER ISOLATION | NA | CND | 2080_00006‐1 | OPEN | no data | Water | 10" | no data
02-VHLS908 | Hot Condensate outlet isolation | HRSG lower NE | no data | LP HEAT EXCHANGER ISOLATION | NA | CND | 2080_00006‐1 | OPEN | no data | Water | 10" | no data
02-VHLS909 | Cold Condensate bypass around heat exchanger | HRSG lower NE | no data | LP HEAT EXCHANGER BYPASS | NA | CND | 2080_00006‐1 | CLOSED | no data | Water | 10" | no data
02-VHBD904 | no data | no data | no data | BLOW DOWN TANK CV ISOLATION | NA | no data | 2080_00007‐1 | no data | no data | Water | 6" | no data
02-VHBD905 | no data | no data | no data | BLOW DOWN TANK CV ISOLATION | NA | no data | 2080_00007‐1 | no data | no data | Water | 6" | no data
02-VHBD906 | no data | no data | no data | BLOW DOWN TANK CHECK | NA | no data | 2080_00007‐1 | no data | no data | Water | 6" | no data
02-VHEH901 | no data | no data | no data | EXHAUST SIDE INLET DUCT PRESSURE TRANSMITTER ISOLATION | NA | no data | 2080_00002‐1 | no data | no data | Flue gas | 1" | no data
02-VHEH902 | no data | no data | no data | EXHAUST SIDE INLET DUCT PRESSURE TRANSMITTER ISOLATION | NA | no data | 2080_00002‐1 | no data | no data | Flue gas | 1" | no data
02-VHEH903 | no data | no data | no data | EXHAUST SIDE INLET DUCT PRESSURE TRANSMITTER ISOLATION | NA | no data | 2080_00002‐1 | no data | no data | Flue gas | 1" | no data
02-VHEH904 | no data | no data | no data | EXHAUST SIDE CO CATALYST 1 PRESSURE TRASMITTER ISOLATION | NA | no data | 2080_00002‐1 | no data | no data | Flue gas | 1" | no data
02-VHEH905 | no data | no data | no data | EXHAUST SIDE CO CATALYST 1 PRESSURE TRASMITTER ISOLATION | NA | no data | 2080_00002‐1 | no data | no data | Flue gas | 1" | no data
02-VHEH906 | no data | no data | no data | EXHAUST SIDE CO CATALYST 2 PRESSURE TRASMITTER ISOLATION | NA | no data | 2080_00002‐1 | no data | no data | Flue gas | 1" | no data
02-VHEH907 | no data | no data | no data | EXHAUST SIDE CO CATALYST 2 PRESSURE TRASMITTER ISOLATION | NA | no data | 2080_00002‐1 | no data | no data | Flue gas | 1" | no data
02-VHEH908 | no data | no data | no data | EXHAUST SIDE SCR CATALYST PRESSURE TRASMITTER ISOLATION | NA | no data | 2080_00002‐1 | no data | no data | Flue gas | 1" | no data
02-VHEH909 | no data | no data | no data | EXHAUST SIDE SCR CATALYST PRESSURE TRASMITTER ISOLATION | NA | no data | 2080_00002‐1 | no data | no data | Flue gas | 1" | no data
02-VHEH912 | no data | no data | no data | BURNER MAIN FUEL LINE DRAIN | NA | no data | 2080_00002‐1 | no data | no data | Nat. Gas | 2" | no data
02-VHEH913 | no data | no data | no data | BURNER PILOT FUEL LINE DRAIN | NA | no data | 2080_00002‐1 | no data | no data | Nat. Gas | 2" | no data
02-VHEH914 | no data | no data | no data | BURNER INSTRUMENT AIR DRAIN | NA | no data | 2080_00002‐1 | no data | no data | Air | 2" | no data
02-VHEH915 | no data | no data | no data | BURNER COOLING AIR DRAIN | NA | no data | 2080_00002‐1 | no data | no data | Air | 2" | no data
02-VHLS805 | MOV bypass | HRSG lower NW | no data | LP SATURATED STEAM VENT | NA | CND | 2080_00003‐1 | CLOSED | no data | Water/Steam | 2" | no data
02-VHLS806 | MOV bypass | HRSG lower NW | no data | LP SATURATED STEAM VENT | NA | CND | 2080_00003‐1 | CLOSED | no data | Water/Steam | 2" | no data
02-VHLS831 | MOV bypass | HRSG lower NW | no data | DEAERATOR VENT ISOLATION VALVE | NA | CND | 2080_00003‐1 | CLOSED | no data | Water | 2" | no data
02-VHLS832 | MOV bypass | HRSG lower NW | no data | DEAERATOR VENT ISOLATION VALVE | NA | CND | 2080_00003‐1 | CLOSED | no data | Water | 2" | no data
02-VHLS833 | MOV bypass | HRSG lower NW | no data | DEAERATOR VENT ISOLATION VALVE | NA | CND | 2080_00003‐1 | CLOSED | no data | Water | 2" | no data
02-VHLS834 | MOV bypass | HRSG lower NW | no data | DEAERATOR VENT ISOLATION VALVE | NA | CND | 2080_00003‐1 | CLOSED | no data | Water | 2" | no data
02-VHLS923 | MOV bypass | HRSG lower NW | no data | PREHEATER DRAIN | NA | CND | 2080_00003‐1 | CLOSED | no data | Water | 2" | no data
02-VHLS925 | MOV bypass | HRSG lower NW | no data | PREHEATER DRAIN | NA | CND | 2080_00003‐1 | CLOSED | no data | Water | 2" | no data
02-VHLS926 | MOV bypass | HRSG lower NW | no data | PREHEATER OUTLET PRESSURE INDICATOR ISOLATION | NA | CND | 2080_00003‐1 | CLOSED | no data | Water | 3/4" | no data
02-VHLS927 | MOV bypass | HRSG lower NW | no data | PREHEATER OUTLET PRESSURE INDICATOR ISOLATION | NA | CND | 2080_00003‐1 | CLOSED | no data | Water | 3/4" | no data
02-VHLS930 | MOV bypass | HRSG lower NW | no data | PREHEATER OUTLET PRESSURE TRANSMITTER ISOLATION | NA | CND | 2080_00003‐1 | CLOSED | no data | Water | 3/4" | no data
02-VHLS931 | MOV bypass | HRSG lower NW | no data | PREHEATER OUTLET PRESSURE TRANSMITTER ISOLATION | NA | CND | 2080_00003‐1 | CLOSED | no data | Water | 3/4" | no data
02-VHLS932 | MOV bypass | HRSG lower NW | no data | PREHEATER OUTLET FLOW TRANSMITTER ISOLATION | NA | CND | 2080_00003‐1 | CLOSED | no data | Water | 3/4" | no data
02-VHLS933 | MOV bypass | HRSG lower NW | no data | PREHEATER OUTLET FLOW TRANSMITTER ISOLATION | NA | CND | 2080_00003‐1 | CLOSED | no data | Water | 3/4" | no data
02-VHLS934 | MOV bypass | HRSG lower NW | no data | PREHEATER OUTLET FLOW TRANSMITTER ISOLATION | NA | CND | 2080_00003‐1 | CLOSED | no data | Water | 3/4" | no data
02-VHLS935 | MOV bypass | HRSG lower NW | no data | PREHEATER OUTLET FLOW TRANSMITTER ISOLATION | NA | CND | 2080_00003‐1 | CLOSED | no data | Water | 3/4" | no data
02-VHLS936 | MOV bypass | HRSG lower NW | no data | PREHEATER OUTLET FLOW TRANSMITTER ISOLATION | NA | CND | 2080_00003‐1 | CLOSED | no data | Water | 3/4" | no data
02-VHLS937 | MOV bypass | HRSG lower NW | no data | PREHEATER OUTLET FLOW TRANSMITTER ISOLATION | NA | CND | 2080_00003‐1 | CLOSED | no data | Water | 3/4" | no data
02-VHLS938 | MOV bypass | HRSG lower NW | no data | PREHEATER OUTLET FLOW TRANSMITTER ISOLATION | NA | CND | 2080_00003‐1 | CLOSED | no data | Water | 3/4" | no data
02-VHLS939 | MOV bypass | HRSG lower NW | no data | PREHEATER OUTLET FLOW TRANSMITTER ISOLATION | NA | CND | 2080_00003‐1 | CLOSED | no data | Water | 3/4" | no data
02-VHLS942 | MOV bypass | HRSG lower NW | no data | LP DRUM LCV BYPASS | NA | CND | 2080_00003‐1 | CLOSED | no data | Water | 2" | no data
02-VHLS943 | MOV bypass | HRSG lower NW | no data | PREHEATER OUTLET DRAIN (DOWNSTREAM LCV) | NA | CND | 2080_00003‐1 | CLOSED | no data | Water | 2" | no data
02-VHLS944 | MOV bypass | HRSG lower NW | no data | PREHEATER OUTLET DRAIN (DOWNSTREAM LCV) | NA | CND | 2080_00003‐1 | CLOSED | no data | Water | 2" | no data
02-VHLS945 | MOV bypass | HRSG lower NW | no data | LP DRUM DEAERATOR PRESSURE INDICATOR ISOLATION | NA | CND | 2080_00003‐1 | CLOSED | no data | Water/Steam | 3/4" | no data
02-VHLS946 | MOV bypass | HRSG lower NW | no data | LP DRUM DEAERATOR PRESSURE INDICATOR ISOLATION | NA | CND | 2080_00003‐1 | CLOSED | no data | Water/Steam | 3/4" | no data
02-VHLS947 | MOV bypass | HRSG lower NW | no data | LP DRUM DEAERATOR VENT | NA | CND | 2080_00003‐1 | CLOSED | no data | Water/Steam | 2" | no data
02-VHLS948 | MOV bypass | HRSG lower NW | no data | LP DRUM DEAERATOR VENT | NA | CND | 2080_00003‐1 | CLOSED | no data | Water/Steam | 2" | no data
02-VHLS949 | MOV bypass | HRSG lower NW | no data | LP DRUM LEVEL GAUGE ISOLATION | NA | CND | 2080_00003‐1 | CLOSED | no data | Water/Steam | 2" | no data
02-VHLS950 | MOV bypass | HRSG lower NW | no data | LP DRUM LEVEL INDICATION DRAIN | NA | CND | 2080_00003‐1 | CLOSED | no data | Water/Steam | 2" | no data
02-VHLS951 | MOV bypass | HRSG lower NW | no data | LP DRUM LEVEL INDICATION DRAIN | NA | CND | 2080_00003‐1 | CLOSED | no data | Water/Steam | 2" | no data
02-VHLS952 | MOV bypass | HRSG lower NW | no data | LP DRUM LEVEL INDICATION DRAIN | NA | CND | 2080_00003‐1 | CLOSED | no data | Water/Steam | 2" | no data
02-VHLS953 | MOV bypass | HRSG lower NW | no data | LP DRUM LEVEL TRANSMITTER ISOLATION | NA | CND | 2080_00003‐1 | CLOSED | no data | Water/Steam | 1" | no data
02-VHLS954 | MOV bypass | HRSG lower NW | no data | LP DRUM LEVEL TRANSMITTER ISOLATION | NA | CND | 2080_00003‐1 | CLOSED | no data | Water/Steam | 1" | no data
02-VHLS955 | MOV bypass | HRSG lower NW | no data | LP DRUM LEVEL TRANSMITTER ISOLATION | NA | CND | 2080_00003‐1 | CLOSED | no data | Water/Steam | 1" | no data
02-VHLS956 | MOV bypass | HRSG lower NW | no data | LP DRUM LEVEL TRANSMITTER ISOLATION | NA | CND | 2080_00003‐1 | CLOSED | no data | Water/Steam | 1" | no data
02-VHLS957 | MOV bypass | HRSG lower NW | no data | LP DRUM LEVEL TRANSMITTER ISOLATION | NA | CND | 2080_00003‐1 | CLOSED | no data | Water/Steam | 1" | no data
02-VHLS958 | MOV bypass | HRSG lower NW | no data | LP DRUM LEVEL TRANSMITTER ISOLATION | NA | CND | 2080_00003‐1 | CLOSED | no data | Water/Steam | 1" | no data
02-VHLS959 | MOV bypass | HRSG lower NW | no data | LP DRUM LEVEL TRANSMITTER ISOLATION | NA | CND | 2080_00003‐1 | CLOSED | no data | Water/Steam | 1" | no data
02-VHLS960 | MOV bypass | HRSG lower NW | no data | LP DRUM LEVEL TRANSMITTER ISOLATION | NA | CND | 2080_00003‐1 | CLOSED | no data | Water/Steam | 1" | no data
02-VHLS961 | MOV bypass | HRSG lower NW | no data | LP DRUM LEVEL GAUGE ISOLATION | NA | CND | 2080_00003‐1 | CLOSED | no data | Water/Steam | 2" | no data
02-PRVHLS997 | no data | no data | no data | LP DRUM PRESSURE RELIEF VALVE 1 | NA | no data | 2080_00003‐1 | no data | no data | Steam | 6" | no data
02-VHLS962 | MOV bypass | HRSG lower NW | no data | LP DRUM LEVEL GAUGE ISOLATION | NA | CND | 2080_00003‐1 | CLOSED | no data | Water/Steam | 2" | no data
02-VHLS963 | MOV bypass | HRSG lower NW | no data | LP DRUM LEVEL GAUGE ISOLATION | NA | CND | 2080_00003‐1 | CLOSED | no data | Water/Steam | 2" | no data
02-VHLS964 | MOV bypass | HRSG lower NW | no data | LP DRUM LEVEL GAUGE ISOLATION | NA | CND | 2080_00003‐1 | CLOSED | no data | Water/Steam | 2" | no data
02-VHLS965 | MOV bypass | HRSG lower NW | no data | LP DRUM LEVEL GAUGE ISOLATION | NA | CND | 2080_00003‐1 | CLOSED | no data | Water/Steam | 2" | no data
02-VHLS966 | MOV bypass | HRSG lower NW | no data | LP DRUM LEVEL INDICATION DRAIN | NA | CND | 2080_00003‐1 | CLOSED | no data | Water/Steam | 2" | no data
02-VHLS967 | MOV bypass | HRSG lower NW | no data | LP DRUM LEVEL INDICATION DRAIN | NA | CND | 2080_00003‐1 | CLOSED | no data | Water/Steam | 2" | no data
02-VHLS968 | MOV bypass | HRSG lower NW | no data | LP DRUM LEVEL TRANSMITTER ISOLATION | NA | CND | 2080_00003‐1 | CLOSED | no data | Water/Steam | 1" | no data
02-VHLS969 | MOV bypass | HRSG lower NW | no data | LP DRUM LEVEL TRANSMITTER ISOLATION | NA | CND | 2080_00003‐1 | CLOSED | no data | Water/Steam | 1" | no data
02-VHLS970 | MOV bypass | HRSG lower NW | no data | LP DRUM LEVEL TRANSMITTER ISOLATION | NA | CND | 2080_00003‐1 | CLOSED | no data | Water/Steam | 1" | no data
02-VHLS971 | MOV bypass | HRSG lower NW | no data | LP DRUM LEVEL TRANSMITTER ISOLATION | NA | CND | 2080_00003‐1 | CLOSED | no data | Water/Steam | 1" | no data
02-VHLS972 | MOV bypass | HRSG lower NW | no data | LP DRUM LEVEL GAUGE ISOLATION | NA | CND | 2080_00003‐1 | CLOSED | no data | Water/Steam | 2" | no data
02-VHLS973 | MOV bypass | HRSG lower NW | no data | LP DRUM LEVEL GAUGE ISOLATION | NA | CND | 2080_00003‐1 | CLOSED | no data | Water/Steam | 2" | no data
02-VHLS974 | MOV bypass | HRSG lower NW | no data | LP DRUM NITROGEN ISOLATION | NA | CND | 2080_00003‐1 | CLOSED | no data | Water/Steam | 2" | no data
02-VHLS975 | MOV bypass | HRSG lower NW | no data | LP DRUM NITROGEN SUPPLY NRV | NA | CND | 2080_00003‐1 | CLOSED | no data | Water/Steam | 2" | no data
02-VHLS976 | MOV bypass | HRSG lower NW | no data | LP DRUM PRESSURE INDICATOR ISOLATION | NA | CND | 2080_00003‐1 | CLOSED | no data | Water/Steam | 3/4" | no data
02-VHLS977 | MOV bypass | HRSG lower NW | no data | LP DRUM PRESSURE INDICATOR ISOLATION | NA | CND | 2080_00003‐1 | CLOSED | no data | Water/Steam | 3/4" | no data
02-VHLS978 | MOV bypass | HRSG lower NW | no data | LP DRUM PRESSURE TRANSMITTER ISOLATION | NA | CND | 2080_00003‐1 | CLOSED | no data | Water/Steam | 3/4" | no data
02-VHLS979 | MOV bypass | HRSG lower NW | no data | LP DRUM PRESSURE TRANSMITTER ISOLATION | NA | CND | 2080_00003‐1 | CLOSED | no data | Water/Steam | 3/4" | no data
02-VHLS980 | MOV bypass | HRSG lower NW | no data | LP DRUM PRESSURE TRANSMITTER ISOLATION | NA | CND | 2080_00003‐1 | CLOSED | no data | Water/Steam | 3/4" | no data
02-VHLS981 | MOV bypass | HRSG lower NW | no data | LP DRUM PRESSURE TRANSMITTER ISOLATION | NA | CND | 2080_00003‐1 | CLOSED | no data | Water/Steam | 3/4" | no data
02-VHLS982 | MOV bypass | HRSG lower NW | no data | LP DRUM PRESSURE TRANSMITTER ISOLATION | NA | CND | 2080_00003‐1 | CLOSED | no data | Water/Steam | 3/4" | no data
02-VHLS983 | MOV bypass | HRSG lower NW | no data | LP DRUM PRESSURE TRANSMITTER ISOLATION | NA | CND | 2080_00003‐1 | CLOSED | no data | Water/Steam | 3/4" | no data
02-VHLS985 | Steam to LP Evap drain after MOV | HRSG lower | Sparging | LP SPARGING STEAM DRAIN | NA | AXS | 2080_00003‐1 | no data | no data | Water/Steam | 2" | no data
02-VHLS988 | MOV bypass | HRSG lower NW | no data | LP ECONOMIZER OUTLET VENT | NA | CND | 2080_00003‐1 | CLOSED | no data | Water/Steam | 2" | no data
02-VHLS989 | MOV bypass | HRSG lower NW | no data | LP ECONOMIZER OUTLET VENT | NA | CND | 2080_00003‐1 | CLOSED | no data | Water/Steam | 2" | no data
02-VHLS990 | MOV bypass | HRSG lower NW | no data | LP DRUM WATER SAMPLE ISOLATION | NA | CND | 2080_00003‐1 | CLOSED | no data | Water | 2" | no data
02-VHLS991 | MOV bypass | HRSG lower NW | no data | LP DRUM WATER SAMPLE ISOLATION | NA | CND | 2080_00003‐1 | CLOSED | no data | Water | 2" | no data
02-VHLS992 | Steam to LP Evap strainer drain | HRSG lower | Sparging | LP SPARGING STEAM STRAIN DRAIN | NA | AXS | 2080_00003‐1 | no data | no data | Water/Steam | 2" | no data
02-VHLS993 | Steam to LP Evap strainer drain | HRSG lower | Sparging | LP SPARGING STEAM STRAIN DRAIN | NA | AXS | 2080_00003‐1 | no data | no data | Water/Steam | 2" | no data
02-VHLS997 | MOV bypass | HRSG lower NW | no data | PREHEATER OUTLET DRAIN | NA | CND | 2080_00003‐1 | CLOSED | no data | Water | 2" | no data
02-VHLS998 | MOV bypass | HRSG lower NW | no data | PREHEATER OUTLET DRAIN | NA | CND | 2080_00003‐1 | CLOSED | no data | Water | 2" | no data
02-VHLS999 | Steam to LP Evap drain after MOV | HRSG lower | Sparging | LP SPARGING STEAM DRAIN | NA | AXS | 2080_00003‐1 | no data | no data | Water/Steam | 2" | no data
02-VHLS808 | MOV bypass | HRSG lower NW | no data | LP SUPERHEATED STEAM SAMPLE ISOLATION | NA | CND | 2080_00003‐2 | CLOSED | no data | Water/Steam | 3/4" | no data
02-VHLS809 | MOV bypass | HRSG lower NW | no data | LP SUPERHEATED STEAM SAMPLE ISOLATION | NA | CND | 2080_00003‐2 | CLOSED | no data | Water/Steam | 3/4" | no data
02-VHLS811 | MOV bypass | HRSG lower NW | no data | LP SUPERHEATED STEAM PRESSURE TRANSMITTER ISOLATION | NA | CND | 2080_00003‐2 | CLOSED | no data | Steam | 3/4" | no data
02-VHLS812 | MOV bypass | HRSG lower NW | no data | LP SUPERHEATED STEAM PRESSURE TRANSMITTER ISOLATION | NA | CND | 2080_00003‐2 | CLOSED | no data | Steam | 3/4" | no data
02-VHLS813 | MOV bypass | HRSG lower NW | no data | LP SUPERHEATED STEAM PRESSURE TRANSMITTER ISOLATION | NA | CND | 2080_00003‐2 | CLOSED | no data | Steam | 3/4" | no data
02-VHLS814 | MOV bypass | HRSG lower NW | no data | LP SUPERHEATED STEAM PRESSURE TRANSMITTER ISOLATION | NA | CND | 2080_00003‐2 | CLOSED | no data | Steam | 3/4" | no data
02-VHLS815 | MOV bypass | HRSG lower NW | no data | LP SUPERHEATED STEAM PRESSURE TRANSMITTER ISOLATION | NA | CND | 2080_00003‐2 | CLOSED | no data | Steam | 3/4" | no data
02-VHLS816 | MOV bypass | HRSG lower NW | no data | LP SUPERHEATED STEAM PRESSURE TRANSMITTER ISOLATION | NA | CND | 2080_00003‐2 | CLOSED | no data | Steam | 3/4" | no data
02-VHLS817 | MOV bypass | HRSG lower NW | no data | LP SUPERHEATED STEAM PRESSURE INDICATOR ISOLATION | NA | CND | 2080_00003‐2 | CLOSED | no data | Steam | 3/4" | no data
02-VHLS818 | MOV bypass | HRSG lower NW | no data | LP SUPERHEATED STEAM PRESSURE INDICATOR ISOLATION | NA | CND | 2080_00003‐2 | CLOSED | no data | Steam | 3/4" | no data
02-VHLS819 | LP steam flow transmitters | Pipe Rack 2nd | HRSG | LP SUPERHEATED STEAM FLOW TRANSMITTER ISOLATION | NA | HLS | 2080_00003‐2 | no data | no data | Steam | 3/4" | no data
02-VHLS820 | LP steam flow transmitters | Pipe Rack 2nd | HRSG | LP SUPERHEATED STEAM FLOW TRANSMITTER ISOLATION | NA | HLS | 2080_00003‐2 | no data | no data | Steam | 3/4" | no data
02-VHLS821 | LP steam flow transmitters | Pipe Rack 2nd | HRSG | LP SUPERHEATED STEAM FLOW TRANSMITTER ISOLATION | NA | HLS | 2080_00003‐2 | no data | no data | Steam | 3/4" | no data
02-VHLS822 | LP steam flow transmitters | Pipe Rack 2nd | HRSG | LP SUPERHEATED STEAM FLOW TRANSMITTER ISOLATION | NA | HLS | 2080_00003‐2 | no data | no data | Steam | 3/4" | no data
02-VHLS825 | LP steam flow transmitters | Pipe Rack 2nd | HRSG | LP SUPERHEATED STEAM FLOW TRANSMITTER ISOLATION | NA | HLS | 2080_00003‐2 | no data | no data | Steam | 3/4" | no data
02-VHLS826 | LP steam flow transmitters | Pipe Rack 2nd | HRSG | LP SUPERHEATED STEAM FLOW TRANSMITTER ISOLATION | NA | HLS | 2080_00003‐2 | no data | no data | Steam | 3/4" | no data
02-VHLS827 | LP steam flow transmitters | Pipe Rack 2nd | HRSG | LP SUPERHEATED STEAM FLOW TRANSMITTER ISOLATION | NA | HLS | 2080_00003‐2 | no data | no data | Steam | 3/4" | no data
02-VHLS828 | LP steam flow transmitters | Pipe Rack 2nd | HRSG | LP SUPERHEATED STEAM FLOW TRANSMITTER ISOLATION | NA | HLS | 2080_00003‐2 | no data | no data | Steam | 3/4" | no data
02-VHLS986 | MOV bypass | HRSG lower NW | no data | LP SUPERHEATER OUTLET DRAIN POT CLEANOUT DRAIN | NA | CND | 2080_00003‐2 | CLOSED | no data | Water/Steam | 1" | no data
02-VHLS987 | MOV bypass | HRSG lower NW | no data | LP SUPERHEATER OUTLET DRAIN POT CLEANOUT DRAIN | NA | CND | 2080_00003‐2 | CLOSED | no data | Water/Steam | 1" | no data
02-VHIS904 | Level Gauge | HRSG upper East | HRSG/ IP Drum | IP FEEDWATER BOILER FILL ISOLATION | NA | HIS | 2080_00004‐1 | OPEN | no data | Water | 2" | no data
02-VHIS905 | Level Gauge | HRSG upper East | HRSG/ IP Drum | IP FEEDWATER BOILER FILL CHECK VALVE | NA | HIS | 2080_00004‐1 | OPEN | no data | Water | 2" | no data
02-VHIS906 | Level Gauge | HRSG upper East | HRSG/ IP Drum | IP FEEDWATER PRESSURE TRANSMITTER ISOLATION | NA | HIS | 2080_00004‐1 | OPEN | no data | Water | 3/4" | no data
02-VHIS907 | Level Gauge | HRSG upper East | HRSG/ IP Drum | IP FEEDWATER PRESSURE TRANSMITTER ISOLATION | NA | HIS | 2080_00004‐1 | OPEN | no data | Water | 3/4" | no data
02-VHIS910 | Level Gauge | HRSG upper East | HRSG/ IP Drum | IP ECONOMIZER INLET DRAIN | NA | HIS | 2080_00004‐1 | OPEN | no data | Water | 2" | no data
02-VHIS911 | Level Gauge | HRSG upper East | HRSG/ IP Drum | IP ECONOMIZER DRAIN | NA | HIS | 2080_00004‐1 | OPEN | no data | Water | 2" | no data
02-VHIS912 | Level Gauge | HRSG upper East | HRSG/ IP Drum | IP ECONOMIZER DRAIN | NA | HIS | 2080_00004‐1 | OPEN | no data | Water | 2" | no data
02-VHIS913 | Level Gauge | HRSG upper East | HRSG/ IP Drum | IP ECONOMIZER DRAIN | NA | HIS | 2080_00004‐1 | OPEN | no data | Water | 2" | no data
02-VHIS915 | Level Gauge | HRSG upper East | HRSG/ IP Drum | IP ECONOMIZER VENT | NA | HIS | 2080_00004‐1 | OPEN | no data | Water | 2" | no data
02-VHIS917 | Level Gauge | HRSG upper East | HRSG/ IP Drum | IP ECONOMIZER VENT | NA | HIS | 2080_00004‐1 | OPEN | no data | Water | 2" | no data
02-VHIS918 | Level Gauge | HRSG upper East | HRSG/ IP Drum | IP ECONOMIZER VENT | NA | HIS | 2080_00004‐1 | OPEN | no data | Water | 2" | no data
02-VHIS919 | Level Gauge | HRSG upper East | HRSG/ IP Drum | IP FEEDWATER DRAIN | NA | HIS | 2080_00004‐1 | OPEN | no data | Water | 2" | no data
02-VHIS920 | Level Gauge | HRSG upper East | HRSG/ IP Drum | IP FEEDWATER DRAIN | NA | HIS | 2080_00004‐1 | OPEN | no data | Water | 2" | no data
02-VHIS846 | 4 vents to atmosphere (8) iso valves | Top of the IP drum | HRSG/ IP Drum | IP SATURATED STEAM VENT | NA | HIS | 2080_00004‐2 | OPEN | no data | Water/Steam | 2" | no data
02-VHIS847 | 4 vents to atmosphere (8) iso valves | Top of the IP drum | HRSG/ IP Drum | IP SATURATED STEAM VENT | NA | HIS | 2080_00004‐2 | OPEN | no data | Water/Steam | 2" | no data
02-VHIS848 | Level Gauge | HRSG upper East | HRSG/ IP Drum | IP SATURATED STEAM VENT | NA | HIS | 2080_00004‐2 | OPEN | no data | Water/Steam | 2" | no data
02-VHIS849 | 4 vents to atmosphere (8) iso valves | Top of the IP drum | HRSG/ IP Drum | IP SATURATED STEAM VENT | NA | HIS | 2080_00004‐2 | OPEN | no data | Water/Steam | 2" | no data
02-VHIS850 | 4 vents to atmosphere (8) iso valves | Top of the IP drum | HRSG/ IP Drum | IP SATURATED STEAM VENT | NA | HIS | 2080_00004‐2 | OPEN | no data | Water/Steam | 2" | no data
02-PRVHLS997 | no data | no data | no data | LP DRUM PRESSURE RELIEF VALVE 1 | NA | no data | 2080_00003‐1 | no data | no data | Steam | 6" | no data
02-VHIS851 | 4 vents to atmosphere (8) iso valves | Top of the IP drum | HRSG/ IP Drum | IP SATURATED STEAM VENT | NA | HIS | 2080_00004‐2 | OPEN | no data | Water/Steam | 2" | no data
02-VHIS852 | Steam to IP Evap strainer drain | HRSG lower | Sparging | IP SPARGING STEAM STRAIN DRAIN | NA | AXS | 2080_00004‐2 | no data | no data | Water/Steam | 2" | no data
02-VHIS853 | Steam to IP Evap strainer drain | HRSG lower | Sparging | IP SPARGING STEAM STRAIN DRAIN | NA | AXS | 2080_00004‐2 | no data | no data | Water/Steam | 2" | no data
02-VHIS854 | Level Gauge | HRSG upper East | HRSG/ IP Drum | IP ECONOMIZER OUTLET DRAIN | NA | HIS | 2080_00004‐2 | OPEN | no data | Water | 2" | no data
02-VHIS855 | Level Gauge | HRSG upper East | HRSG/ IP Drum | IP ECONOMIZER OUTLET DRAIN | NA | HIS | 2080_00004‐2 | OPEN | no data | Water | 2" | no data
02-VHIS860 | Steam to IP Evap drain after MOV | HRSG lower | Sparging | IP SPARGING STEAM DRAIN | NA | AXS | 2080_00004‐2 | no data | no data | Water/Steam | 2" | no data
02-VHIS861 | Steam to IP Evap drain after MOV | HRSG lower | Sparging | IP SPARGING STEAM DRAIN | NA | AXS | 2080_00004‐2 | no data | no data | Water/Steam | 2" | no data
02-VHIS914 | Level Gauge | HRSG upper East | HRSG/ IP Drum | IP FEEDWATER PRESSURE INDICATOR ISOLATION | NA | HIS | 2080_00004‐2 | OPEN | no data | Water | 3/4" | no data
02-VHIS916 | Level Gauge | HRSG upper East | HRSG/ IP Drum | IP FEEDWATER PRESSURE INDICATOR ISOLATION | NA | HIS | 2080_00004‐2 | OPEN | no data | Water | 3/4" | no data
02-VHIS922 | Level Gauge | HRSG upper East | HRSG/ IP Drum | IP ECONOMIZER OUTLET PRESSURE TRANSMITTER ISOLATION | NA | HIS | 2080_00004‐2 | OPEN | no data | Water | 3/4" | no data
02-VHIS923 | Level Gauge | HRSG upper East | HRSG/ IP Drum | IP ECONOMIZER OUTLET PRESSURE TRANSMITTER ISOLATION | NA | HIS | 2080_00004‐2 | OPEN | no data | Water | 3/4" | no data
02-VHIS924 | Level Gauge | HRSG upper East | HRSG/ IP Drum | IP ECONOMIZER OUTLET FLOW TRANSMITTER ISOLATION | NA | HIS | 2080_00004‐2 | OPEN | no data | Water | 3/4" | no data
02-VHIS925 | Level Gauge | HRSG upper East | HRSG/ IP Drum | IP ECONOMIZER OUTLET FLOW TRANSMITTER ISOLATION | NA | HIS | 2080_00004‐2 | OPEN | no data | Water | 3/4" | no data
02-VHIS926 | Level Gauge | HRSG upper East | HRSG/ IP Drum | IP ECONOMIZER OUTLET FLOW TRANSMITTER ISOLATION | NA | HIS | 2080_00004‐2 | OPEN | no data | Water | 3/4" | no data
02-VHIS927 | Level Gauge | HRSG upper East | HRSG/ IP Drum | IP ECONOMIZER OUTLET FLOW TRANSMITTER ISOLATION | NA | HIS | 2080_00004‐2 | OPEN | no data | Water | 3/4" | no data
02-VHIS928 | Level Gauge | HRSG upper East | HRSG/ IP Drum | IP ECONOMIZER OUTLET FLOW TRANSMITTER ISOLATION | NA | HIS | 2080_00004‐2 | OPEN | no data | Water | 3/4" | no data
02-VHIS929 | Level Gauge | HRSG upper East | HRSG/ IP Drum | IP ECONOMIZER OUTLET FLOW TRANSMITTER ISOLATION | NA | HIS | 2080_00004‐2 | OPEN | no data | Water | 3/4" | no data
02-VHIS930 | Level Gauge | HRSG upper East | HRSG/ IP Drum | IP ECONOMIZER OUTLET FLOW TRANSMITTER ISOLATION | NA | HIS | 2080_00004‐2 | OPEN | no data | Water | 3/4" | no data
02-VHIS931 | Level Gauge | HRSG upper East | HRSG/ IP Drum | IP ECONOMIZER OUTLET FLOW TRANSMITTER ISOLATION | NA | HIS | 2080_00004‐2 | OPEN | no data | Water | 3/4" | no data
02-VHIS932 | Level Gauge | HRSG upper East | HRSG/ IP Drum | IP ECONOMIZER OUTLET DRAIN | NA | HIS | 2080_00004‐2 | OPEN | no data | Water | 2" | no data
02-VHIS933 | Level Gauge | HRSG upper East | HRSG/ IP Drum | IP ECONOMIZER OUTLET DRAIN | NA | HIS | 2080_00004‐2 | OPEN | no data | Water | 2" | no data
02-VHIS936 | Level Gauge | HRSG upper East | HRSG/ IP Drum | IP DRUM LCV BYPASS | NA | HIS | 2080_00004‐2 | OPEN | no data | Water | 2" | no data
02-VHIS937 | Level Gauge | HRSG upper East | HRSG/ IP Drum | IP ECONOMIZER OUTLET DRAIN (DOWNSTREAM LCV) | NA | HIS | 2080_00004‐2 | OPEN | no data | Water | 2" | no data
02-VHIS938 | Level Gauge | HRSG upper East | HRSG/ IP Drum | IP ECONOMIZER OUTLET DRAIN (DOWNSTREAM LCV) | NA | HIS | 2080_00004‐2 | OPEN | no data | Water | 2" | no data
02-VHIS939 | Level Gauge | HRSG upper East | HRSG/ IP Drum | IP DRUM LEVEL GAUGE ISOLATION | NA | HIS | 2080_00004‐2 | OPEN | no data | Water/Steam | 2" | no data
02-VHIS940 | Level Gauge | HRSG upper East | HRSG/ IP Drum | IP DRUM LEVEL GAUGE ISOLATION | NA | HIS | 2080_00004‐2 | OPEN | no data | Water/Steam | 2" | no data
02-VHIS941 | Level Gauge | HRSG upper East | HRSG/ IP Drum | IP DRUM LEVEL GAUGE DRAIN | NA | HIS | 2080_00004‐2 | OPEN | no data | Water/Steam | 2" | no data
02-VHIS942 | Level Gauge | HRSG upper East | HRSG/ IP Drum | IP DRUM LEVEL GAUGE DRAIN | NA | HIS | 2080_00004‐2 | OPEN | no data | Water/Steam | 2" | no data
02-VHIS943 | Level Gauge | HRSG upper East | HRSG/ IP Drum | IP DRUM LEVEL GAUGE ISOLATION | NA | HIS | 2080_00004‐2 | OPEN | no data | Water/Steam | 2" | no data
02-VHIS944 | Level Gauge | HRSG upper East | HRSG/ IP Drum | IP DRUM LEVEL GAUGE DRAIN | NA | HIS | 2080_00004‐2 | OPEN | no data | Water/Steam | 2" | no data
02-VHIS945 | Level instrumnt blowdown | HRSG upper East | HRSG/ IP Drum | IP DRUM LEVEL GAUGE DRAIN | NA | HIS | 2080_00004‐2 | CLOSED | no data | Water/Steam | 2" | no data
02-VHIS946 | Level instrumnt blowdown | HRSG upper East | HRSG/ IP Drum | IP DRUM LEVEL GAUGE DRAIN | NA | HIS | 2080_00004‐2 | CLOSED | no data | Water/Steam | 2" | no data
02-VHIS947 | Level Gauge | HRSG upper East | HRSG/ IP Drum | IP DRUM LEVEL GAUGE ISOLATION | NA | HIS | 2080_00004‐2 | OPEN | no data | Water/Steam | 2" | no data
02-VHIS948 | Level Gauge | HRSG upper East | HRSG/ IP Drum | IP DRUM LEVEL GAUGE ISOLATION | NA | HIS | 2080_00004‐2 | OPEN | no data | Water/Steam | 2" | no data
02-VHIS949 | Level Gauge | HRSG upper East | HRSG/ IP Drum | IP DRUM LEVEL GAUGE ISOLATION | NA | HIS | 2080_00004‐2 | OPEN | no data | Water/Steam | 2" | no data
02-VHIS950 | Level Gauge | HRSG upper East | HRSG/ IP Drum | IP DRUM LEVEL TRANSMITTER ISOLATION | NA | HIS | 2080_00004‐2 | OPEN | no data | Water/Steam | 1" | no data
02-VHIS951 | Level Gauge | HRSG upper East | HRSG/ IP Drum | IP DRUM LEVEL TRANSMITTER ISOLATION | NA | HIS | 2080_00004‐2 | OPEN | no data | Water/Steam | 1" | no data
02-VHIS952 | Level Gauge | HRSG upper East | HRSG/ IP Drum | IP DRUM LEVEL TRANSMITTER ISOLATION | NA | HIS | 2080_00004‐2 | OPEN | no data | Water/Steam | 1" | no data
02-VHIS953 | Level Gauge | HRSG upper East | HRSG/ IP Drum | IP DRUM LEVEL TRANSMITTER ISOLATION | NA | HIS | 2080_00004‐2 | OPEN | no data | Water/Steam | 1" | no data
02-VHIS954 | Level Gauge | HRSG upper East | HRSG/ IP Drum | IP DRUM LEVEL TRANSMITTER ISOLATION | NA | HIS | 2080_00004‐2 | OPEN | no data | Water/Steam | 1" | no data
02-VHIS955 | Level Gauge | HRSG upper East | HRSG/ IP Drum | IP DRUM LEVEL TRANSMITTER ISOLATION | NA | HIS | 2080_00004‐2 | OPEN | no data | Water/Steam | 1" | no data
02-VHIS956 | Level Gauge | HRSG upper East | HRSG/ IP Drum | IP DRUM LEVEL TRANSMITTER ISOLATION | NA | HIS | 2080_00004‐2 | OPEN | no data | Water/Steam | 1" | no data
02-VHIS957 | Level Gauge | HRSG upper East | HRSG/ IP Drum | IP DRUM LEVEL TRANSMITTER ISOLATION | NA | HIS | 2080_00004‐2 | OPEN | no data | Water/Steam | 1" | no data
02-VHIS958 | Level Gauge | HRSG upper East | HRSG/ IP Drum | IP DRUM LEVEL TRANSMITTER ISOLATION | NA | HIS | 2080_00004‐2 | OPEN | no data | Water/Steam | 1" | no data
02-VHIS959 | Level Gauge | HRSG upper East | HRSG/ IP Drum | IP DRUM LEVEL TRANSMITTER ISOLATION | NA | HIS | 2080_00004‐2 | OPEN | no data | Water/Steam | 1" | no data
02-VHIS960 | Level Gauge | HRSG upper East | HRSG/ IP Drum | IP DRUM LEVEL TRANSMITTER ISOLATION | NA | HIS | 2080_00004‐2 | OPEN | no data | Water/Steam | 1" | no data
02-VHIS961 | Level Gauge | HRSG upper East | HRSG/ IP Drum | IP DRUM LEVEL TRANSMITTER ISOLATION | NA | HIS | 2080_00004‐2 | OPEN | no data | Water/Steam | 1" | no data
02-VHIS963 | IP drum (2) PIT (4) iso valves | Top of the IP drum | HRSG/ IP Drum | IP DRUM PRESSURE TRANSMITTER ISOLATION | NA | HIS | 2080_00004‐2 | OPEN | no data | Water/Steam | 3/4" | no data
02-VHIS964 | IP drum (2) PIT (4) iso valves | Top of the IP drum | HRSG/ IP Drum | IP DRUM PRESSURE TRANSMITTER ISOLATION | NA | HIS | 2080_00004‐2 | OPEN | no data | Water/Steam | 3/4" | no data
02-VHIS965 | IP drum (2) PIT (4) iso valves | Top of the IP drum | HRSG/ IP Drum | IP DRUM PRESSURE TRANSMITTER ISOLATION | NA | HIS | 2080_00004‐2 | OPEN | no data | Water/Steam | 3/4" | no data
02-VHIS966 | IP drum (2) PIT (4) iso valves | Top of the IP drum | HRSG/ IP Drum | IP DRUM PRESSURE TRANSMITTER ISOLATION | NA | HIS | 2080_00004‐2 | OPEN | no data | Water/Steam | 3/4" | no data
02-VHIS967 | Nitrogen (2) PIT (4) iso valves | Top of the IP drum | HRSG/ IP Drum | IP DRUM PRESSURE TRANSMITTER ISOLATION | NA | HIS | 2080_00004‐2 | OPEN | no data | Water/Steam | 3/4" | no data
02-VHIS968 | Nitrogen (2) PIT (4) iso valves | Top of the IP drum | HRSG/ IP Drum | IP DRUM PRESSURE TRANSMITTER ISOLATION | NA | HIS | 2080_00004‐2 | OPEN | no data | Water/Steam | 3/4" | no data
02-VHIS969 | Nitrogen (2) PIT (4) iso valves | Top of the IP drum | HRSG/ IP Drum | IP DRUM PRESSURE INDICATOR ISOLATION | NA | HIS | 2080_00004‐2 | OPEN | no data | Water/Steam | 3/4" | no data
02-VHIS970 | Nitrogen (2) PIT (4) iso valves | Top of the IP drum | HRSG/ IP Drum | IP DRUM PRESSURE INDICATOR ISOLATION | NA | HIS | 2080_00004‐2 | OPEN | no data | Water/Steam | 3/4" | no data
02-VHIS971 | Nitrogen Fill iso | Top of the IP drum | HRSG/ IP Drum | IP DRUM NITROGEN SUPPLY ISOLATION | NA | HIS | 2080_00004‐2 | CLOSED | no data | Water/Steam | 2" | no data
02-VHIS972 | Level Gauge | HRSG upper East | HRSG/ IP Drum | IP DRUM NITROGEN SUPPLY NRV | NA | HIS | 2080_00004‐2 | OPEN | no data | Water/Steam | 2" | no data
02-VHIS973 | IP drum water sample (2) valves | Under IP drum | HRSG/ IP Drum | IP DRUM WATER SAMPLE ISOLATION | NA | HIS | 2080_00004‐2 | OPEN | no data | Water | 3/4" | no data
02-VHIS974 | IP drum water sample (2) valves | Under IP drum | HRSG/ IP Drum | IP DRUM WATER SAMPLE ISOLATION | NA | HIS | 2080_00004‐2 | OPEN | no data | Water | 3/4" | no data
02-VHIS976 | 4 vents to atmosphere (8) iso valves | Top of the IP drum | HRSG/ IP Drum | IP SATURATED STEAM VENT | NA | HIS | 2080_00004‐2 | OPEN | no data | Water/Steam | 2" | no data
02-VHIS977 | 4 vents to atmosphere (8) iso valves | Top of the IP drum | HRSG/ IP Drum | IP SATURATED STEAM VENT | NA | HIS | 2080_00004‐2 | OPEN | no data | Water/Steam | 2" | no data
02-VHIS979 | Level Gauge | HRSG upper East | HRSG/ IP Drum | IP DRUM LEVEL GAUGE ISOLATION | NA | HIS | 2080_00004‐2 | OPEN | no data | Water/Steam | 2" | no data
02-VHIS991 | Level Gauge | HRSG upper East | HRSG/ IP Drum | IP DRUM INLET CHEMICAL INJECTION CHECK VALVE | NA | HIS | 2080_00004‐2 | OPEN | no data | Water | 1" | no data
02-VHIS992 | Level Gauge | HRSG upper East | HRSG/ IP Drum | IP DRUM INLET CHEMICAL INJECTION ISOLATION | NA | HIS | 2080_00004‐2 | OPEN | no data | Water | 1" | no data
02-VHIS993 | Level Gauge | HRSG upper East | HRSG/ IP Drum | IP DRUM LEVEL GAUGE ISOLATION | NA | HIS | 2080_00004‐2 | OPEN | no data | Water/Steam | 2" | no data
02-VHIS998 | Pegging steam to LP drum vent (2) iso valves | Top of the IP drum | HRSG/ IP Drum | IP TO LP PEGGING STEAM VENT | NA | HIS | 2080_00004‐2 | CLOSED | no data | Water/Steam | 2" | no data
02-VHIS999 | Pegging steam to LP drum vent (2) iso valves | Top of the IP drum | HRSG/ IP Drum | IP TO LP PEGGING STEAM VENT | NA | HIS | 2080_00004‐2 | CLOSED | no data | Water/Steam | 2" | no data
02-VHIS801 | Level Gauge | HRSG upper East | HRSG/ IP Drum | IP SUPERHEATED STEAM DRAIN | NA | HIS | 2080_00004‐3 | OPEN | no data | Steam | 2" | no data
02-VHIS802 | Level Gauge | HRSG upper East | HRSG/ IP Drum | IP SUPERHEATED STEAM DRAIN | NA | HIS | 2080_00004‐3 | OPEN | no data | Steam | 2" | no data
02-VHIS856 | Level Gauge | HRSG upper East | HRSG/ IP Drum | IP SUPERHEATER OUTLET DRAIN POT CLEANOUT DRAIN | NA | HIS | 2080_00004‐3 | OPEN | no data | Water/Steam | 1" | no data
02-PRVHLS997 | no data | no data | no data | LP DRUM PRESSURE RELIEF VALVE 1 | NA | no data | 2080_00003‐1 | no data | no data | Steam | 6" | no data
02-VHIS857 | Level Gauge | HRSG upper East | HRSG/ IP Drum | IP SUPERHEATER OUTLET DRAIN POT CLEANOUT DRAIN | NA | HIS | 2080_00004‐3 | OPEN | no data | Water/Steam | 1" | no data
VHIS858 | Drain IP steam | HRSG ground level | no data | IP STEAM OUTLET DRAIN POT CLEANOUT DRAIN | NA | HIS | 2080_00004‐3 | CLOSED | OPEN | Water/Steam | 1" | no data
02-VHIS859 | Level Gauge | HRSG upper East | HRSG/ IP Drum | IP STEAM OUTLET DRAIN POT CLEANOUT DRAIN | NA | HIS | 2080_00004‐3 | OPEN | no data | Water/Steam | 1" | no data
02-VHIS864 | Level Gauge | HRSG upper East | HRSG/ IP Drum | IP SUPERHEATED STEAM FLOW INDICATION ISOLATION | NA | HIS | 2080_00004‐3 | OPEN | no data | Steam | 3/4" | no data
02-VHIS865 | Level Gauge | HRSG upper East | HRSG/ IP Drum | IP SUPERHEATED STEAM FLOW INDICATION ISOLATION | NA | HIS | 2080_00004‐3 | OPEN | no data | Steam | 3/4" | no data
02-VHIS866 | Level Gauge | HRSG upper East | HRSG/ IP Drum | IP SUPERHEATED STEAM FLOW INDICATION ISOLATION | NA | HIS | 2080_00004‐3 | OPEN | no data | Steam | 3/4" | no data
02-VHIS867 | Level Gauge | HRSG upper East | HRSG/ IP Drum | IP SUPERHEATED STEAM FLOW INDICATION ISOLATION | NA | HIS | 2080_00004‐3 | OPEN | no data | Steam | 3/4" | no data
02-VHIS982 | Level Gauge | HRSG upper East | HRSG/ IP Drum | IP SUPERHEATED STEAM SAMPLE ISOLATION | NA | HIS | 2080_00004‐3 | OPEN | no data | Steam | 3/4" | no data
02-VHIS983 | Level Gauge | HRSG upper East | HRSG/ IP Drum | IP SUPERHEATED STEAM SAMPLE ISOLATION | NA | HIS | 2080_00004‐3 | OPEN | no data | Steam | 3/4" | no data
02-VHIS985 | Level Gauge | HRSG upper East | HRSG/ IP Drum | IP SUPERHEATED STEAM PRESSURE INDICATION ISOLATION | NA | HIS | 2080_00004‐3 | OPEN | no data | Steam | 3/4" | no data
02-VHIS986 | Level Gauge | HRSG upper East | HRSG/ IP Drum | IP SUPERHEATED STEAM PRESSURE INDICATION ISOLATION | NA | HIS | 2080_00004‐3 | OPEN | no data | Steam | 3/4" | no data
02-VHIS987 | Level Gauge | HRSG upper East | HRSG/ IP Drum | IP SUPERHEATED STEAM PRESSURE TRANSMITTER ISOLATION | NA | HIS | 2080_00004‐3 | OPEN | no data | Steam | 3/4" | no data
02-VHIS988 | Level Gauge | HRSG upper East | HRSG/ IP Drum | IP SUPERHEATED STEAM PRESSURE TRANSMITTER ISOLATION | NA | HIS | 2080_00004‐3 | OPEN | no data | Steam | 3/4" | no data
02-VHIS994 | Level Gauge | HRSG upper East | HRSG/ IP Drum | IP SUPERHEATED STEAM FLOW INDICATION ISOLATION | NA | HIS | 2080_00004‐3 | OPEN | no data | Steam | 3/4" | no data
02-VHIS995 | Level Gauge | HRSG upper East | HRSG/ IP Drum | IP SUPERHEATED STEAM FLOW INDICATION ISOLATION | NA | HIS | 2080_00004‐3 | OPEN | no data | Steam | 3/4" | no data
02-VHIS996 | Level Gauge | HRSG upper East | HRSG/ IP Drum | IP SUPERHEATED STEAM FLOW INDICATION ISOLATION | NA | HIS | 2080_00004‐3 | OPEN | no data | Steam | 3/4" | no data
02-VHIS997 | Level Gauge | HRSG upper East | HRSG/ IP Drum | IP SUPERHEATED STEAM FLOW INDICATION ISOLATION | NA | HIS | 2080_00004‐3 | OPEN | no data | Steam | 3/4" | no data
02-VHRS803 | CRH header PIT (HRSG) | HRSG upper | HRSG/ST | COLD REHEAT RETURN PRESSURE TRANSMITTER ISOLATION | NA | HRH | 2080_00004‐4 | no data | no data | Steam | 3/4" | no data
02-VHRS804 | CRH header PIT (HRSG) | HRSG upper | HRSG/ST | COLD REHEAT RETURN PRESSURE TRANSMITTER ISOLATION | NA | HRH | 2080_00004‐4 | no data | no data | Steam | 3/4" | no data
02-VHRS805 | no data | no data | no data | COLD REHEAT RETURN PRESSURE INDICATOR ISOLATION | NA | no data | 2080_00004‐4 | no data | no data | Steam | 3/4" | no data
02-VHRS806 | no data | no data | no data | COLD REHEAT RETURN PRESSURE INDICATOR ISOLATION | NA | no data | 2080_00004‐4 | no data | no data | Steam | 3/4" | no data
02-VHRS807 | Nitrogen to CRH vent | HRSG upper | HRSG/ST | REHEATER INLET VENT | NA | HRH | 2080_00004‐4 | no data | no data | Steam | 2" | no data
02-VHRS808 | Nitrogen to CRH vent | HRSG upper | HRSG/ST | REHEATER INLET VENT | NA | HRH | 2080_00004‐4 | no data | no data | Steam | 2" | no data
02-VHRS809 | no data | no data | no data | REHEATER INLET NITROGEN FILL ISOLATION | NA | no data | 2080_00004‐4 | no data | no data | Steam | 2" | no data
02-VHRS810 | no data | no data | no data | REHEATER INLET NITROGEN FILL CHECK VALVE | NA | no data | 2080_00004‐4 | no data | no data | Steam | 2" | no data
02-VHRS813 | Reheater outet PITs | HRSG upper | HRSG/ST | HOT REHEAT OUTLET PRESSURE TRANSMITTER ISOLATION | NA | HRH | 2080_00004‐4 | no data | no data | Steam | 3/4" | no data
02-VHRS814 | Reheater outet PITs | HRSG upper | HRSG/ST | HOT REHEAT OUTLET PRESSURE TRANSMITTER ISOLATION | NA | HRH | 2080_00004‐4 | no data | no data | Steam | 3/4" | no data
02-VHRS820 | no data | no data | no data | REHEAT INTERSTAGE ATTEMPERATOR COOLING WATER FLOW TRANSMITTER ISOLATION | NA | no data | 2080_00004‐4 | no data | no data | Water | 3/4" | no data
02-VHRS821 | no data | no data | no data | REHEAT INTERSTAGE ATTEMPERATOR COOLING WATER FLOW TRANSMITTER ISOLATION | NA | no data | 2080_00004‐4 | no data | no data | Water | 3/4" | no data
02-VHRS822 | no data | no data | no data | REHEAT INTERSTAGE ATTEMPERATOR COOLING WATER FLOW TRANSMITTER ISOLATION | NA | no data | 2080_00004‐4 | no data | no data | Water | 3/4" | no data
02-VHRS823 | no data | no data | no data | REHEAT INTERSTAGE ATTEMPERATOR COOLING WATER FLOW TRANSMITTER ISOLATION | NA | no data | 2080_00004‐4 | no data | no data | Water | 3/4" | no data
02-VHRS824 | no data | no data | no data | REHEAT INTERSTAGE ATTEMPERATOR COOLING WATER FLOW TRANSMITTER ISOLATION | NA | no data | 2080_00004‐4 | no data | no data | Water | 3/4" | no data
02-VHRS825 | no data | no data | no data | REHEAT INTERSTAGE ATTEMPERATOR COOLING WATER FLOW TRANSMITTER ISOLATION | NA | no data | 2080_00004‐4 | no data | no data | Water | 3/4" | no data
02-VHRS826 | no data | no data | no data | REHEAT INTERSTAGE ATTEMPERATOR COOLING WATER DIFFERENTIAL PRESSURE TRANSMITTER ISOLATION | NA | no data | 2080_00004‐4 | no data | no data | Water | 3/4" | no data
02-VHRS827 | no data | no data | no data | REHEAT INTERSTAGE ATTEMPERATOR COOLING WATER DIFFERENTIAL PRESSURE TRANSMITTER ISOLATION | NA | no data | 2080_00004‐4 | no data | no data | Water | 3/4" | no data
02-VHRS828 | no data | no data | no data | REHEAT INTERSTAGE ATTEMPERATOR COOLING WATER DIFFERENTIAL PRESSURE TRANSMITTER ISOLATION | NA | no data | 2080_00004‐4 | no data | no data | Water | 3/4" | no data
02-VHRS829 | no data | no data | no data | REHEAT INTERSTAGE ATTEMPERATOR COOLING WATER DIFFERENTIAL PRESSURE TRANSMITTER ISOLATION | NA | no data | 2080_00004‐4 | no data | no data | Water | 3/4" | no data
02-VHRS832 | no data | no data | no data | REHEAT FINAL ATTEMPERATOR COOLING WATER FLOW TRANSMITTER ISOLATION | NA | no data | 2080_00004‐4 | no data | no data | Water | 3/4" | no data
02-VHRS833 | no data | no data | no data | REHEAT FINAL ATTEMPERATOR COOLING WATER FLOW TRANSMITTER ISOLATION | NA | no data | 2080_00004‐4 | no data | no data | Water | 3/4" | no data
02-VHRS834 | no data | no data | no data | REHEAT FINAL ATTEMPERATOR COOLING WATER FLOW TRANSMITTER ISOLATION | NA | no data | 2080_00004‐4 | no data | no data | Water | 3/4" | no data
02-VHRS835 | no data | no data | no data | REHEAT FINAL ATTEMPERATOR COOLING WATER FLOW TRANSMITTER ISOLATION | NA | no data | 2080_00004‐4 | no data | no data | Water | 3/4" | no data
02-VHRS836 | no data | no data | no data | REHEAT FINAL ATTEMPERATOR COOLING WATER FLOW TRANSMITTER ISOLATION | NA | no data | 2080_00004‐4 | no data | no data | Water | 3/4" | no data
02-VHRS837 | no data | no data | no data | REHEAT FINAL ATTEMPERATOR COOLING WATER FLOW TRANSMITTER ISOLATION | NA | no data | 2080_00004‐4 | no data | no data | Water | 3/4" | no data
02-VHRS838 | no data | no data | no data | REHEAT FINAL ATTEMPERATOR COOLING WATER FLOW TRANSMITTER ISOLATION | NA | no data | 2080_00004‐4 | no data | no data | Water | 3/4" | no data
02-VHRS839 | no data | no data | no data | REHEAT FINAL ATTEMPERATOR COOLING WATER FLOW TRANSMITTER ISOLATION | NA | no data | 2080_00004‐4 | no data | no data | Water | 3/4" | no data
02-VHRS848 | no data | no data | no data | REHEAT INTERSTAGE ATTEMPERATOR COOLING WATER STRAINER DRAIN | NA | no data | 2080_00004‐4 | no data | no data | Water | 2" | no data
02-VHRS849 | no data | no data | no data | REHEAT INTERSTAGE ATTEMPERATOR STRAINER COOLING WATER DRAIN | NA | no data | 2080_00004‐4 | no data | no data | Water | 2" | no data
02-VHRS860 | no data | no data | no data | REHEAT INTERSTAGE ATTEMPERATOR COOLING WATER DRAIN | NA | no data | 2080_00004‐4 | no data | no data | Water | 2" | no data
02-VHRS861 | no data | no data | no data | REHEAT INTERSTAGE ATTEMPERATOR COOLING WATER DRAIN | NA | no data | 2080_00004‐4 | no data | no data | Water | 2" | no data
02-VHRS862 | no data | no data | no data | REHEAT INTERSTAGE ATTEMPERATOR DRAIN | NA | no data | 2080_00004‐4 | no data | no data | Water | 2" | no data
02-VHRS863 | no data | no data | no data | REHEAT INTERSTAGE ATTEMPERATOR DRAIN | NA | no data | 2080_00004‐4 | no data | no data | Water | 2" | no data
02-VHRS901 | HRH sample | Pipe Rack 3rd | HRSG/ST | HOT REHEAT STEAM SAMPLE ISOLATION | NA | HRH | 2080_00004‐4 | no data | no data | Steam | 3/4" | no data
02-VHRS902 | HRH sample | Pipe Rack 3rd | HRSG/ST | HOT REHEAT STEAM SAMPLE ISOLATION | NA | HRH | 2080_00004‐4 | no data | no data | Steam | 3/4" | no data
02-VHRS903 | Reheater outet PITs | HRSG upper | HRSG/ST | HOT REHEAT OUTLET PRESSURE TRANSMITTER ISOLATION | NA | HRH | 2080_00004‐4 | no data | no data | Steam | 3/4" | no data
02-VHRS904 | Reheater outet PITs | HRSG upper | HRSG/ST | HOT REHEAT OUTLET PRESSURE TRANSMITTER ISOLATION | NA | HRH | 2080_00004‐4 | no data | no data | Steam | 3/4" | no data
02-VHRS911 | Reheater outet PITs | HRSG upper | HRSG/ST | HOT REHEAT OUTLET PRESSURE INDICATOR ISOLATION | NA | HRH | 2080_00004‐4 | no data | no data | Steam | 3/4" | no data
02-VHRS912 | Reheater outet PITs | HRSG upper | HRSG/ST | HOT REHEAT OUTLET PRESSURE INDICATOR ISOLATION | NA | HRH | 2080_00004‐4 | no data | no data | Steam | 3/4" | no data
02-VHRS918 | no data | no data | no data | REHEAT INTERSTAGE ATTEMPERATOR COOLING WATER FLOW TRANSMITTER ISOLATION | NA | no data | 2080_00004‐4 | no data | no data | Water | 3/4" | no data
02-VHRS919 | no data | no data | no data | REHEAT INTERSTAGE ATTEMPERATOR COOLING WATER FLOW TRANSMITTER ISOLATION | NA | no data | 2080_00004‐4 | no data | no data | Water | 3/4" | no data
02-VHRS969 | Reheater interstage Dripleg drain | HRSG upper | HRSG/ST | REHEATER INTERSTAGE ATTEMPERATOR DRAIN POT CLEANOUT DRAIN | NA | HRH | 2080_00004‐4 | no data | no data | Water/Steam | 1" | no data
02-PRVHLS997 | no data | no data | no data | LP DRUM PRESSURE RELIEF VALVE 1 | NA | no data | 2080_00003‐1 | no data | no data | Steam | 6" | no data
02-VHRS970 | Reheater interstage Dripleg drain | HRSG upper | HRSG/ST | REHEATER INTERSTAGE ATTEMPERATOR DRAIN POT CLEANOUT DRAIN | NA | HRH | 2080_00004‐4 | no data | no data | Water/Steam | 1" | no data
02-VHHS854 | Level Gauge (2) valves | HRSG upper East | HRSG/ HP Drum | HP ECONOMIZER INLET PRESSURE INDICATOR ISOLATION | NA | HHS | 2080_00005‐1 | OPEN | no data | Water | 3/4" | no data
02-VHHS855 | Level Gauge (2) valves | HRSG upper East | HRSG/ HP Drum | HP ECONOMIZER INLET PRESSURE INDICATOR ISOLATION | NA | HHS | 2080_00005‐1 | OPEN | no data | Water | 3/4" | no data
02-VHHS856 | Level Gauge (2) valves | HRSG upper East | HRSG/ HP Drum | HP FEEDWATER INLET DRAIN | NA | HHS | 2080_00005‐1 | OPEN | no data | Water | 2" | no data
02-VHHS857 | Level Gauge (2) valves | HRSG upper East | HRSG/ HP Drum | HP FEEDWATER INLET DRAIN | NA | HHS | 2080_00005‐1 | OPEN | no data | Water | 2" | no data
02-VHHS858 | Level Gauge (2) valves | HRSG upper East | HRSG/ HP Drum | HP FEEDWATER INLET DRAIN | NA | HHS | 2080_00005‐1 | OPEN | no data | Water | 2" | no data
02-VHHS859 | Level Gauge (2) valves | HRSG upper East | HRSG/ HP Drum | HP FEEDWATER INLET DRAIN | NA | HHS | 2080_00005‐1 | OPEN | no data | Water | 2" | no data
02-VHHS900 | Level Gauge (2) valves | HRSG upper East | HRSG/ HP Drum | HP ECONOMIZER DRAIN | NA | HHS | 2080_00005‐1 | OPEN | no data | Water | 2" | no data
02-VHHS905 | Level Gauge (2) valves | HRSG upper East | HRSG/ HP Drum | HP ECONOMIZER DRAIN | NA | HHS | 2080_00005‐1 | OPEN | no data | Water | 2" | no data
02-VHHS906 | 906 MOV bypass (HP steam isolation) | HRSG upper | HRSG/ST | HP ECONOMIZER DRAIN | NA | HHS | 2080_00005‐1 | no data | no data | Water | 2" | no data
02-VHHS907 | 907 MOV bypass (HP steam isolation) | HRSG upper | HRSG/ST | HP DRUM LCV BYPASS | NA | HHS | 2080_00005‐1 | no data | no data | Water | 2" | no data
02-VHHS912 | Level Gauge (2) valves | HRSG upper East | HRSG/ HP Drum | HP FEEDWATER INLET DRAIN | NA | HHS | 2080_00005‐1 | OPEN | no data | Water | 2" | no data
02-VHHS913 | Level Gauge (2) valves | HRSG upper East | HRSG/ HP Drum | HP FEEDWATER INLET DRAIN | NA | HHS | 2080_00005‐1 | OPEN | no data | Water | 2" | no data
02-VHHS914 | Level Gauge (2) valves | HRSG upper East | HRSG/ HP Drum | HP ECONOMIZER INLET PRESSURE TRANSMITTER ISOLATION | NA | HHS | 2080_00005‐1 | OPEN | no data | Water | 3/4" | no data
02-VHHS915 | Level Gauge (2) valves | HRSG upper East | HRSG/ HP Drum | HP ECONOMIZER INLET PRESSURE TRANSMITTER ISOLATION | NA | HHS | 2080_00005‐1 | OPEN | no data | Water | 3/4" | no data
02-VHHS916 | Level Gauge (2) valves | HRSG upper East | HRSG/ HP Drum | HP FEEDWATER INLET PRESSURE TRANSMITTER ISOLATION | NA | HHS | 2080_00005‐1 | OPEN | no data | Water | 3/4" | no data
02-VHHS917 | Level Gauge (2) valves | HRSG upper East | HRSG/ HP Drum | HP FEEDWATER INLET PRESSURE TRANSMITTER ISOLATION | NA | HHS | 2080_00005‐1 | OPEN | no data | Water | 3/4" | no data
02-VHHS918 | Level Gauge (2) valves | HRSG upper East | HRSG/ HP Drum | HP FEEDWATER INLET FLOW TRANSMITTER ISOLATION | NA | HHS | 2080_00005‐1 | OPEN | no data | Water | 3/4" | no data
02-VHHS919 | Level Gauge (2) valves | HRSG upper East | HRSG/ HP Drum | HP FEEDWATER INLET FLOW TRANSMITTER ISOLATION | NA | HHS | 2080_00005‐1 | OPEN | no data | Water | 3/4" | no data
02-VHHS920 | Level Gauge (2) valves | HRSG upper East | HRSG/ HP Drum | HP FEEDWATER INLET FLOW TRANSMITTER ISOLATION | NA | HHS | 2080_00005‐1 | OPEN | no data | Water | 3/4" | no data
02-VHHS921 | Level Gauge (2) valves | HRSG upper East | HRSG/ HP Drum | HP FEEDWATER INLET FLOW TRANSMITTER ISOLATION | NA | HHS | 2080_00005‐1 | OPEN | no data | Water | 3/4" | no data
02-VHHS922 | Level Gauge (2) valves | HRSG upper East | HRSG/ HP Drum | HP FEEDWATER INLET FLOW TRANSMITTER ISOLATION | NA | HHS | 2080_00005‐1 | OPEN | no data | Water | 3/4" | no data
02-VHHS923 | Level Gauge (2) valves | HRSG upper East | HRSG/ HP Drum | HP FEEDWATER INLET FLOW TRANSMITTER ISOLATION | NA | HHS | 2080_00005‐1 | OPEN | no data | Water | 3/4" | no data
02-VHHS924 | Level Gauge (2) valves | HRSG upper East | HRSG/ HP Drum | HP FEEDWATER INLET FLOW TRANSMITTER ISOLATION | NA | HHS | 2080_00005‐1 | OPEN | no data | Water | 3/4" | no data
02-VHHS925 | Level Gauge (2) valves | HRSG upper East | HRSG/ HP Drum | HP FEEDWATER INLET FLOW TRANSMITTER ISOLATION | NA | HHS | 2080_00005‐1 | OPEN | no data | Water | 3/4" | no data
02-VHHS926 | Level Gauge (2) valves | HRSG upper East | HRSG/ HP Drum | HP BOILER FILL ISOLATION | NA | HHS | 2080_00005‐1 | OPEN | no data | Water | 2" | no data
02-VHHS927 | Level Gauge (2) valves | HRSG upper East | HRSG/ HP Drum | HP BOILER FILL CHECK VALVE | NA | HHS | 2080_00005‐1 | OPEN | no data | Water | 2" | no data
02-VHHS928 | Level Gauge (2) valves | HRSG upper East | HRSG/ HP Drum | HP BOILER FILL ISOLATION | NA | HHS | 2080_00005‐1 | OPEN | no data | Water | 2" | no data
02-VHHS929 | Level Gauge (2) valves | HRSG upper East | HRSG/ HP Drum | HP ECONOMIZER DRAIN | NA | HHS | 2080_00005‐1 | OPEN | no data | Water | 2" | no data
02-VHHS930 | Level Gauge (2) valves | HRSG upper East | HRSG/ HP Drum | HP ECONOMIZER DRAIN | NA | HHS | 2080_00005‐1 | OPEN | no data | Water | 2" | no data
02-VHHS931 | Level Gauge (2) valves | HRSG upper East | HRSG/ HP Drum | HP ECONOMIZER DRAIN | NA | HHS | 2080_00005‐1 | OPEN | no data | Water | 2" | no data
02-VHHS932 | Level Gauge (2) valves | HRSG upper East | HRSG/ HP Drum | HP ECONOMIZER DRAIN | NA | HHS | 2080_00005‐1 | OPEN | no data | Water | 2" | no data
02-VHHS933 | Level Gauge (2) valves | HRSG upper East | HRSG/ HP Drum | HP ECONOMIZER DRAIN | NA | HHS | 2080_00005‐1 | OPEN | no data | Water | 2" | no data
02-VHHS934 | Level Gauge (2) valves | HRSG upper East | HRSG/ HP Drum | HP ECONOMIZER DRAIN | NA | HHS | 2080_00005‐1 | OPEN | no data | Water | 2" | no data
02-VHHS935 | Level Gauge (2) valves | HRSG upper East | HRSG/ HP Drum | HP ECONOMIZER DRAIN | NA | HHS | 2080_00005‐1 | OPEN | no data | Water | 2" | no data
02-VHHS936 | Level Gauge (2) valves | HRSG upper East | HRSG/ HP Drum | HP ECONOMIZER DRAIN | NA | HHS | 2080_00005‐1 | OPEN | no data | Water | 2" | no data
02-VHHS937 | Level Gauge (2) valves | HRSG upper East | HRSG/ HP Drum | HP ECONOMIZER DRAIN | NA | HHS | 2080_00005‐1 | OPEN | no data | Water | 2" | no data
02-VHHS938 | Level Gauge (2) valves | HRSG upper East | HRSG/ HP Drum | HP ECONOMIZER DRAIN | NA | HHS | 2080_00005‐1 | OPEN | no data | Water | 2" | no data
02-VHHS939 | Level Gauge (2) valves | HRSG upper East | HRSG/ HP Drum | HP ECONOMIZER VENT | NA | HHS | 2080_00005‐1 | OPEN | no data | Water | 2" | no data
02-VHHS940 | Level Gauge (2) valves | HRSG upper East | HRSG/ HP Drum | HP ECONOMIZER VENT | NA | HHS | 2080_00005‐1 | OPEN | no data | Water | 2" | no data
02-VHHS941 | Level Gauge (2) valves | HRSG upper East | HRSG/ HP Drum | HP ECONOMIZER VENT | NA | HHS | 2080_00005‐1 | OPEN | no data | Water | 2" | no data
02-VHHS942 | Level Gauge (2) valves | HRSG upper East | HRSG/ HP Drum | HP ECONOMIZER VENT | NA | HHS | 2080_00005‐1 | OPEN | no data | Water | 2" | no data
02-VHHS943 | Level Gauge (2) valves | HRSG upper East | HRSG/ HP Drum | HP ECONOMIZER VENT | NA | HHS | 2080_00005‐1 | OPEN | no data | Water | 2" | no data
02-VHHS944 | Level Gauge (2) valves | HRSG upper East | HRSG/ HP Drum | HP ECONOMIZER VENT | NA | HHS | 2080_00005‐1 | OPEN | no data | Water | 2" | no data
02-VHHS945 | Level Gauge (2) valves | HRSG upper East | HRSG/ HP Drum | HP ECONOMIZER VENT | NA | HHS | 2080_00005‐1 | OPEN | no data | Water | 2" | no data
02-VHHS946 | Level Gauge (2) valves | HRSG upper East | HRSG/ HP Drum | HP ECONOMIZER VENT | NA | HHS | 2080_00005‐1 | OPEN | no data | Water | 2" | no data
02-VHHS947 | Level Gauge (2) valves | HRSG upper East | HRSG/ HP Drum | HP ECONOMIZER VENT | NA | HHS | 2080_00005‐1 | OPEN | no data | Water | 2" | no data
02-VHHS961 | Level Gauge (2) valves | HRSG upper East | HRSG/ HP Drum | HP ECONOMIZER DRAIN | NA | HHS | 2080_00005‐1 | OPEN | no data | Water | 2" | no data
02-VHHS801 | HP drum vent (2) valves | Top of the HP drum | HRSG/ HP Drum | HP SATURATED STEAM VENT | NA | HHS | 2080_00005‐2 | CLOSED | no data | Water/Steam | 1" | no data
02-VHHS802 | HP drum vent (2) valves | Top of the HP drum | HRSG/ HP Drum | HP SATURATED STEAM VENT | NA | HHS | 2080_00005‐2 | CLOSED | no data | Water/Steam | 1" | no data
02-VHHS950 | From TCA to HP economizer isolation equalizing | Pipe Rack 1st | TCA | HP DRUM PRESSURE TRANSMITTER ISOLATION | NA | BFW HP | 2080_00005‐2 | OPEN | no data | Water/Steam | 3/4" | no data
02-VHHS951 | (2) HP Drum PIT (4) valves | Top of the HP drum | HRSG/ HP Drum | HP DRUM PRESSURE TRANSMITTER ISOLATION | NA | HHS | 2080_00005‐2 | OPEN | no data | Water/Steam | 3/4" | no data
02-VHHS952 | (2) HP Drum PIT (4) valves | Top of the HP drum | HRSG/ HP Drum | HP DRUM PRESSURE TRANSMITTER ISOLATION | NA | HHS | 2080_00005‐2 | OPEN | no data | Water/Steam | 3/4" | no data
02-VHHS953 | (2) HP Drum PIT (4) valves | Top of the HP drum | HRSG/ HP Drum | HP DRUM PRESSURE TRANSMITTER ISOLATION | NA | HHS | 2080_00005‐2 | OPEN | no data | Water/Steam | 3/4" | no data
02-VHHS954 | Level Gauge (2) valves | HRSG upper East | HRSG/ HP Drum | HP DRUM PRESSURE INDICATOR ISOLATION | NA | HHS | 2080_00005‐2 | OPEN | no data | Water/Steam | 3/4" | no data
02-VHHS955 | Level Gauge (2) valves | HRSG upper East | HRSG/ HP Drum | HP DRUM PRESSURE INDICATOR ISOLATION | NA | HHS | 2080_00005‐2 | OPEN | no data | Water/Steam | 3/4" | no data
02-VHHS956 | Nitrogen PIT (2) valves | Top of the HP drum | HRSG/ HP Drum | HP DRUM PRESSURE TRANSMITTER ISOLATION | NA | HHS | 2080_00005‐2 | OPEN | no data | Water/Steam | 3/4" | no data
02-VHHS957 | Nitrogen PIT (2) valves | Top of the HP drum | HRSG/ HP Drum | HP DRUM PRESSURE TRANSMITTER ISOLATION | NA | HHS | 2080_00005‐2 | OPEN | no data | Water/Steam | 3/4" | no data
02-VHHS958 | Level Gauge (2) valves | HRSG upper East | HRSG/ HP Drum | HP DRUM NITROGEN SUPPLY NRV | NA | HHS | 2080_00005‐2 | OPEN | no data | Water/Steam | 2" | no data
02-VHHS959 | Nitrogen Fill iso | Top of the HP drum | HRSG/ HP Drum | HP DRUM NITROGEN SUPPLY ISOLATION | NA | HHS | 2080_00005‐2 | CLOSED | no data | Water/Steam | 2" | no data
02-VHHS963 | Level Gauge (2) valves | HRSG upper East | HRSG/ HP Drum | HP DRUM LEVEL GAUGE ISOLATION | NA | HHS | 2080_00005‐2 | OPEN | no data | Water/Steam | 2" | no data
02-VHHS964 | Level Gauge (2) valves | HRSG upper East | HRSG/ HP Drum | HP DRUM LEVEL GAUGE ISOLATION | NA | HHS | 2080_00005‐2 | OPEN | no data | Water/Steam | 2" | no data
02-VHHS965 | Level Gauge (2) valves | HRSG upper East | HRSG/ HP Drum | HP DRUM LEVEL GAUGE DRAIN | NA | HHS | 2080_00005‐2 | OPEN | no data | Water/Steam | 2" | no data
02-VHHS966 | Level Gauge (2) valves | HRSG upper East | HRSG/ HP Drum | HP DRUM LEVEL GAUGE DRAIN | NA | HHS | 2080_00005‐2 | OPEN | no data | Water/Steam | 2" | no data
02-VHHS967 | Level Gauge (2) valves | HRSG upper East | HRSG/ HP Drum | HP DRUM LEVEL TRANSMITTER ISOLATION | NA | HHS | 2080_00005‐2 | OPEN | no data | Water/Steam | 1" | no data
02-VHHS968 | Level Gauge (2) valves | HRSG upper East | HRSG/ HP Drum | HP DRUM LEVEL TRANSMITTER ISOLATION | NA | HHS | 2080_00005‐2 | OPEN | no data | Water/Steam | 1" | no data
02-VHHS969 | Level Gauge (2) valves | HRSG upper East | HRSG/ HP Drum | HP DRUM LEVEL TRANSMITTER ISOLATION | NA | HHS | 2080_00005‐2 | OPEN | no data | Water/Steam | 1" | no data
02-VHHS970 | Level Gauge (2) valves | HRSG upper East | HRSG/ HP Drum | HP DRUM LEVEL TRANSMITTER ISOLATION | NA | HHS | 2080_00005‐2 | OPEN | no data | Water/Steam | 1" | no data
02-VHHS971 | Level Gauge (2) valves | HRSG upper East | HRSG/ HP Drum | HP DRUM LEVEL GAUGE ISOLATION | NA | HHS | 2080_00005‐2 | OPEN | no data | Water/Steam | 2" | no data
02-PRVHLS997 | no data | no data | no data | LP DRUM PRESSURE RELIEF VALVE 1 | NA | no data | 2080_00003‐1 | no data | no data | Steam | 6" | no data
02-VHHS972 | Level Gauge (2) valves | HRSG upper East | HRSG/ HP Drum | HP DRUM LEVEL GAUGE DRAIN | NA | HHS | 2080_00005‐2 | OPEN | no data | Water/Steam | 2" | no data
02-VHHS973 | Level instruments blowdown | HRSG upper East | HRSG/ HP Drum | HP DRUM LEVEL GAUGE DRAIN | NA | HHS | 2080_00005‐2 | CLOSED | no data | Water/Steam | 2" | no data
02-VHHS974 | Level instruments blowdown | HRSG upper East | HRSG/ HP Drum | HP DRUM LEVEL GAUGE DRAIN | NA | HHS | 2080_00005‐2 | CLOSED | no data | Water/Steam | 2" | no data
02-VHHS975 | Level Gauge (2) valves | HRSG upper East | HRSG/ HP Drum | HP DRUM LEVEL TRANSMITTER ISOLATION | NA | HHS | 2080_00005‐2 | OPEN | no data | Water/Steam | 1" | no data
02-VHHS976 | Level Gauge (2) valves | HRSG upper East | HRSG/ HP Drum | HP DRUM LEVEL TRANSMITTER ISOLATION | NA | HHS | 2080_00005‐2 | OPEN | no data | Water/Steam | 1" | no data
02-VHHS977 | Level Gauge (2) valves | HRSG upper East | HRSG/ HP Drum | HP DRUM LEVEL TRANSMITTER ISOLATION | NA | HHS | 2080_00005‐2 | OPEN | no data | Water/Steam | 1" | no data
02-VHHS978 | Level Gauge (2) valves | HRSG upper East | HRSG/ HP Drum | HP DRUM LEVEL TRANSMITTER ISOLATION | NA | HHS | 2080_00005‐2 | OPEN | no data | Water/Steam | 1" | no data
02-VHHS979 | Level Gauge (2) valves | HRSG upper East | HRSG/ HP Drum | HP DRUM LEVEL TRANSMITTER ISOLATION | NA | HHS | 2080_00005‐2 | OPEN | no data | Water/Steam | 1" | no data
02-VHHS980 | Level Gauge (2) valves | HRSG upper East | HRSG/ HP Drum | HP DRUM LEVEL TRANSMITTER ISOLATION | NA | HHS | 2080_00005‐2 | OPEN | no data | Water/Steam | 1" | no data
02-VHHS981 | Level Gauge (2) valves | HRSG upper East | HRSG/ HP Drum | HP DRUM LEVEL TRANSMITTER ISOLATION | NA | HHS | 2080_00005‐2 | OPEN | no data | Water/Steam | 1" | no data
02-VHHS982 | Level Gauge (2) valves | HRSG upper East | HRSG/ HP Drum | HP DRUM LEVEL TRANSMITTER ISOLATION | NA | HHS | 2080_00005‐2 | OPEN | no data | Water/Steam | 1" | no data
02-VHHS983 | Level Gauge (2) valves | HRSG upper East | HRSG/ HP Drum | HP DRUM LEVEL GAUGE ISOLATION | NA | HHS | 2080_00005‐2 | OPEN | no data | Water/Steam | 2" | no data
02-VHHS984 | Level Gauge (2) valves | HRSG upper East | HRSG/ HP Drum | HP DRUM LEVEL GAUGE ISOLATION | NA | HHS | 2080_00005‐2 | OPEN | no data | Water/Steam | 2" | no data
02-VHHS985 | Level Gauge (2) valves | HRSG upper East | HRSG/ HP Drum | HP DRUM LEVEL GAUGE ISOLATION | NA | HHS | 2080_00005‐2 | OPEN | no data | Water/Steam | 2" | no data
02-VHHS986 | Level Gauge (2) valves | HRSG upper East | HRSG/ HP Drum | HP DRUM LEVEL GAUGE ISOLATION | NA | HHS | 2080_00005‐2 | OPEN | no data | Water/Steam | 2" | no data
02-VHHS987 | Level Gauge (2) valves | HRSG upper East | HRSG/ HP Drum | HP DRUM LEVEL GAUGE ISOLATION | NA | HHS | 2080_00005‐2 | OPEN | no data | Water/Steam | 2" | no data
02-VHHS988 | Level Gauge (2) valves | HRSG upper East | HRSG/ HP Drum | HP DRUM INLET CHEMICAL INJECTION ISOLATION | NA | HHS | 2080_00005‐2 | OPEN | no data | Water | 1" | no data
02-VHHS989 | Level Gauge (2) valves | HRSG upper East | HRSG/ HP Drum | HP DRUM INLET CHEMICAL INJECTION CHECK VALVE | NA | HHS | 2080_00005‐2 | OPEN | no data | Water | 1" | no data
02-VHHS991 | Level Gauge (2) valves | HRSG upper East | HRSG/ HP Drum | HP DRUM WATER SAMPLE ISOLATION | NA | HHS | 2080_00005‐2 | OPEN | no data | Water | 3/4" | no data
02-VHHS992 | Level Gauge (2) valves | HRSG upper East | HRSG/ HP Drum | HP DRUM WATER SAMPLE ISOLATION | NA | HHS | 2080_00005‐2 | OPEN | no data | Water | 3/4" | no data
02-VHHS994 | Steam to HP Evap drain after MOV | no data | Sparging | HP SPARGING STEAM DRAIN | NA | HHS | 2080_00005‐2 | CLOSED | OPEN | Water/Steam | 2" | no data
02-VHHS995 | Steam to HP Evap drain after MOV | no data | Sparging | HP SPARGING STEAM DRAIN | NA | HHS | 2080_00005‐2 | CLOSED | OPEN | Water/Steam | 2" | no data
02-VHHS996 | Steam to HP Evap strainer drain | no data | Sparging | HP SPARGING STEAM STRAINER DRAIN | NA | no data | 2080_00005‐2 | no data | no data | Water/Steam | 2" | no data
02-VHHS997 | Steam to HP Evap strainer drain | no data | Sparging | HP SPARGING STEAM STRAINER DRAIN | NA | no data | 2080_00005‐2 | no data | no data | Water/Steam | 2" | no data
02-VHHS998 | HP saturated steam sample (under HP drum) | HRSG upper | HRSG | HP SATURATED STEAM SAMPLE ISOLATION | NA | HHS | 2080_00005‐2 | no data | no data | Water/Steam | 3/4" | no data
02-VHHS999 | HP saturated steam sample (under HP drum) | HRSG upper | HRSG | HP SATURATED STEAM SAMPLE ISOLATION | NA | HHS | 2080_00005‐2 | no data | no data | Water/Steam | 3/4" | no data
02-VHHS803 | Level Gauge (2) valves | HRSG upper East | HRSG/ HP Drum | HP SUPERHEATER 1 INLET DRAIN POT LEVEL SWITCH ISOLATION | NA | HHS | 2080_00005‐3 | OPEN | no data | Water/Steam | 3/4" | no data
02-VHHS804 | Level Gauge (2) valves | HRSG upper East | HRSG/ HP Drum | HP SUPERHEATER 1 INLET DRAIN POT LEVEL SWITCH ISOLATION | NA | HHS | 2080_00005‐3 | OPEN | no data | Water/Steam | 3/4" | no data
02-VHHS805 | Level Gauge (2) valves | HRSG upper East | HRSG/ HP Drum | HP SUPERHEATER 1 INLET DRAIN POT LEVEL SWITCH ISOLATION | NA | HHS | 2080_00005‐3 | OPEN | no data | Water/Steam | 3/4" | no data
02-VHHS806 | Level Gauge (2) valves | HRSG upper East | HRSG/ HP Drum | HP SUPERHEATER 1 INLET DRAIN POT LEVEL SWITCH ISOLATION | NA | HHS | 2080_00005‐3 | OPEN | no data | Water/Steam | 3/4" | no data
02-VHHS807 | Level Gauge (2) valves | HRSG upper East | HRSG/ HP Drum | HP SUPERHEATER 1 INLET DRAIN POT LEVEL SWITCH ISOLATION | NA | HHS | 2080_00005‐3 | OPEN | no data | Water/Steam | 3/4" | no data
02-VHHS808 | Level Gauge (2) valves | HRSG upper East | HRSG/ HP Drum | HP SUPERHEATER 1 INLET DRAIN POT LEVEL SWITCH ISOLATION | NA | HHS | 2080_00005‐3 | OPEN | no data | Water/Steam | 3/4" | no data
02-VHHS809 | Level Gauge (2) valves | HRSG upper East | HRSG/ HP Drum | HP SUPERHEATER 1 INLET DRAIN POT LEVEL SWITCH ISOLATION | NA | HHS | 2080_00005‐3 | OPEN | no data | Water/Steam | 3/4" | no data
02-VHHS810 | Level Gauge (2) valves | HRSG upper East | HRSG/ HP Drum | HP SUPERHEATER 1 INLET DRAIN POT LEVEL SWITCH ISOLATION | NA | HHS | 2080_00005‐3 | OPEN | no data | Water/Steam | 3/4" | no data
02-VHHS811 | Level Gauge (2) valves | HRSG upper East | HRSG/ HP Drum | HP SUPERHEATER 1 TO 2 CROSSOVER VENT | NA | HHS | 2080_00005‐3 | OPEN | no data | Steam | 2" | no data
02-VHHS812 | Level Gauge (2) valves | HRSG upper East | HRSG/ HP Drum | HP SUPERHEATER 1 TO 2 CROSSOVER VENT | NA | HHS | 2080_00005‐3 | OPEN | no data | Steam | 2" | no data
02-VHHS813 | HP superheater outlet PITs (before MOV) | HRSG upper | HRSG | HP SUPERHEATER OUTLET PRESSURE TRANSMITTER ISOLATION | NA | HHS | 2080_00005‐3 | no data | no data | Steam | 3/4" | no data
02-VHHS814 | HP superheater outlet PITs (before MOV) | HRSG upper | HRSG | HP SUPERHEATER OUTLET PRESSURE TRANSMITTER ISOLATION | NA | HHS | 2080_00005‐3 | no data | no data | Steam | 3/4" | no data
02-VHHS815 | Level Gauge (2) valves | HRSG upper East | HRSG/ HP Drum | HP SUPERHEATER OUTLET PRESSURE INDICATOR ISOLATION | NA | HHS | 2080_00005‐3 | OPEN | no data | Steam | 3/4" | no data
02-VHHS816 | Level Gauge (2) valves | HRSG upper East | HRSG/ HP Drum | HP SUPERHEATER OUTLET PRESSURE INDICATOR ISOLATION | NA | HHS | 2080_00005‐3 | OPEN | no data | Steam | 3/4" | no data
02-VHHS818 | HP superheater outlet vent to atmoshpere (before MOV) | HRSG upper | HRSG | HP SUPERHEATER OUTLET DRAIN | NA | HHS | 2080_00005‐3 | no data | no data | Water/Steam | 2" | no data
02-VHHS819 | HP superheater outlet vent to atmoshpere (before MOV) | HRSG upper | HRSG | HP SUPERHEATER OUTLET DRAIN | NA | HHS | 2080_00005‐3 | no data | no data | Water/Steam | 2" | no data
02-VHHS820 | HP steam FT before terminal attemperator | Pipe Rack 3rd | HRSG/ST | HP SUPERHEATER OUTLET FLOW TRANSMITTER ISOLATION | NA | HHS | 2080_00005‐3 | no data | no data | Steam | 3/4" | no data
02-VHHS821 | HP steam FT before terminal attemperator | Pipe Rack 3rd | HRSG/ST | HP SUPERHEATER OUTLET FLOW TRANSMITTER ISOLATION | NA | HHS | 2080_00005‐3 | no data | no data | Steam | 3/4" | no data
02-VHHS822 | HP steam FT before terminal attemperator | Pipe Rack 3rd | HRSG/ST | HP SUPERHEATER OUTLET FLOW TRANSMITTER ISOLATION | NA | HHS | 2080_00005‐3 | no data | no data | Steam | 3/4" | no data
02-VHHS823 | HP steam FT before terminal attemperator | Pipe Rack 3rd | HRSG/ST | HP SUPERHEATER OUTLET FLOW TRANSMITTER ISOLATION | NA | HHS | 2080_00005‐3 | no data | no data | Steam | 3/4" | no data
02-VHHS824 | HP steam FT before terminal attemperator | Pipe Rack 3rd | HRSG/ST | HP SUPERHEATER OUTLET FLOW TRANSMITTER ISOLATION | NA | HHS | 2080_00005‐3 | no data | no data | Steam | 3/4" | no data
02-VHHS825 | HP steam FT before terminal attemperator | Pipe Rack 3rd | HRSG/ST | HP SUPERHEATER OUTLET FLOW TRANSMITTER ISOLATION | NA | HHS | 2080_00005‐3 | no data | no data | Steam | 3/4" | no data
02-VHHS826 | HP steam FT before terminal attemperator | Pipe Rack 3rd | HRSG/ST | HP SUPERHEATER OUTLET FLOW TRANSMITTER ISOLATION | NA | HHS | 2080_00005‐3 | no data | no data | Steam | 3/4" | no data
02-VHHS827 | HP steam FT before terminal attemperator | Pipe Rack 3rd | HRSG/ST | HP SUPERHEATER OUTLET FLOW TRANSMITTER ISOLATION | NA | HHS | 2080_00005‐3 | no data | no data | Steam | 3/4" | no data
02-VHHS828 | Level Gauge (2) valves | HRSG upper East | HRSG/ HP Drum | HP SUPERHEATED STEAM SAMPLE ISOLATION | NA | HHS | 2080_00005‐3 | OPEN | no data | Steam | 3/4" | no data
02-VHHS829 | Level Gauge (2) valves | HRSG upper East | HRSG/ HP Drum | HP SUPERHEATED STEAM SAMPLE ISOLATION | NA | HHS | 2080_00005‐3 | OPEN | no data | Steam | 3/4" | no data
02-VHHS830 | Level Gauge (2) valves | HRSG upper East | HRSG/ HP Drum | HP INTERSTAGE ATTEMPERATOR COOLING WATER FLOW TRANSMITTER ISOLATION | NA | HHS | 2080_00005‐3 | OPEN | no data | Water | 3/4" | no data
02-VHHS831 | Level Gauge (2) valves | HRSG upper East | HRSG/ HP Drum | HP INTERSTAGE ATTEMPERATOR COOLING WATER FLOW TRANSMITTER ISOLATION | NA | HHS | 2080_00005‐3 | OPEN | no data | Water | 3/4" | no data
02-VHHS832 | Level Gauge (2) valves | HRSG upper East | HRSG/ HP Drum | HP INTERSTAGE ATTEMPERATOR COOLING WATER FLOW TRANSMITTER ISOLATION | NA | HHS | 2080_00005‐3 | OPEN | no data | Water | 3/4" | no data
02-VHHS833 | Level Gauge (2) valves | HRSG upper East | HRSG/ HP Drum | HP INTERSTAGE ATTEMPERATOR COOLING WATER FLOW TRANSMITTER ISOLATION | NA | HHS | 2080_00005‐3 | OPEN | no data | Water | 3/4" | no data
02-VHHS834 | Level Gauge (2) valves | HRSG upper East | HRSG/ HP Drum | HP INTERSTAGE ATTEMPERATOR COOLING WATER FLOW TRANSMITTER ISOLATION | NA | HHS | 2080_00005‐3 | OPEN | no data | Water | 3/4" | no data
02-VHHS835 | Level Gauge (2) valves | HRSG upper East | HRSG/ HP Drum | HP INTERSTAGE ATTEMPERATOR COOLING WATER FLOW TRANSMITTER ISOLATION | NA | HHS | 2080_00005‐3 | OPEN | no data | Water | 3/4" | no data
02-VHHS836 | Level Gauge (2) valves | HRSG upper East | HRSG/ HP Drum | HP INTERSTAGE ATTEMPERATOR COOLING WATER FLOW TRANSMITTER ISOLATION | NA | HHS | 2080_00005‐3 | OPEN | no data | Water | 3/4" | no data
02-VHHS837 | Level Gauge (2) valves | HRSG upper East | HRSG/ HP Drum | HP INTERSTAGE ATTEMPERATOR COOLING WATER FLOW TRANSMITTER ISOLATION | NA | HHS | 2080_00005‐3 | OPEN | no data | Water | 3/4" | no data
02-VHHS838 | Level Gauge (2) valves | HRSG upper East | HRSG/ HP Drum | HP INTERSTAGE ATTEMPERATOR COOLING WATER DIFFERENTIAL PRESSURE TRANSMITTER ISOLATION | NA | HHS | 2080_00005‐3 | OPEN | no data | Water | 3/4" | no data
02-VHHS839 | Level Gauge (2) valves | HRSG upper East | HRSG/ HP Drum | HP INTERSTAGE ATTEMPERATOR COOLING WATER DIFFERENTIAL PRESSURE TRANSMITTER ISOLATION | NA | HHS | 2080_00005‐3 | OPEN | no data | Water | 3/4" | no data
02-PRVHLS997 | no data | no data | no data | LP DRUM PRESSURE RELIEF VALVE 1 | NA | no data | 2080_00003‐1 | no data | no data | Steam | 6" | no data
02-VHHS840 | Level Gauge (2) valves | HRSG upper East | HRSG/ HP Drum | HP INTERSTAGE ATTEMPERATOR COOLING WATER DIFFERENTIAL PRESSURE TRANSMITTER ISOLATION | NA | HHS | 2080_00005‐3 | OPEN | no data | Water | 3/4" | no data
02-VHHS841 | Level Gauge (2) valves | HRSG upper East | HRSG/ HP Drum | HP INTERSTAGE ATTEMPERATOR COOLING WATER DIFFERENTIAL PRESSURE TRANSMITTER ISOLATION | NA | HHS | 2080_00005‐3 | OPEN | no data | Water | 3/4" | no data
02-VHHS842 | Level Gauge (2) valves | HRSG upper East | HRSG/ HP Drum | HP INTERSTAGE ATTEMPERATOR COOLING WATER STRAINER DRAIN | NA | HHS | 2080_00005‐3 | OPEN | no data | Water | 2" | no data
02-VHHS843 | Level Gauge (2) valves | HRSG upper East | HRSG/ HP Drum | HP INTERSTAGE ATTEMPERATOR COOLING WATER STRAINER DRAIN | NA | HHS | 2080_00005‐3 | OPEN | no data | Water | 2" | no data
02-VHHS846 | Level Gauge (2) valves | HRSG upper East | HRSG/ HP Drum | HP FINAL ATTEMPERATOR COOLING WATER FLOW TRANSMITTER ISOLATION | NA | HHS | 2080_00005‐3 | OPEN | no data | Water | 3/4" | no data
02-VHHS847 | Level Gauge (2) valves | HRSG upper East | HRSG/ HP Drum | HP FINAL ATTEMPERATOR COOLING WATER FLOW TRANSMITTER ISOLATION | NA | HHS | 2080_00005‐3 | OPEN | no data | Water | 3/4" | no data
02-VHHS848 | Level Gauge (2) valves | HRSG upper East | HRSG/ HP Drum | HP FINAL ATTEMPERATOR COOLING WATER FLOW TRANSMITTER ISOLATION | NA | HHS | 2080_00005‐3 | OPEN | no data | Water | 3/4" | no data
02-VHHS849 | Level Gauge (2) valves | HRSG upper East | HRSG/ HP Drum | HP FINAL ATTEMPERATOR COOLING WATER FLOW TRANSMITTER ISOLATION | NA | HHS | 2080_00005‐3 | OPEN | no data | Water | 3/4" | no data
02-VHHS850 | Level Gauge (2) valves | HRSG upper East | HRSG/ HP Drum | HP FINAL ATTEMPERATOR COOLING WATER FLOW TRANSMITTER ISOLATION | NA | HHS | 2080_00005‐3 | OPEN | no data | Water | 3/4" | no data
02-VHHS851 | Level Gauge (2) valves | HRSG upper East | HRSG/ HP Drum | HP FINAL ATTEMPERATOR COOLING WATER FLOW TRANSMITTER ISOLATION | NA | HHS | 2080_00005‐3 | OPEN | no data | Water | 3/4" | no data
02-VHHS852 | Level Gauge (2) valves | HRSG upper East | HRSG/ HP Drum | HP FINAL ATTEMPERATOR COOLING WATER FLOW TRANSMITTER ISOLATION | NA | HHS | 2080_00005‐3 | OPEN | no data | Water | 3/4" | no data
02-VHHS853 | Level Gauge (2) valves | HRSG upper East | HRSG/ HP Drum | HP FINAL ATTEMPERATOR COOLING WATER FLOW TRANSMITTER ISOLATION | NA | HHS | 2080_00005‐3 | OPEN | no data | Water | 3/4" | no data
02-VHHS863 | Level Gauge (2) valves | HRSG upper East | HRSG/ HP Drum | HP INTERSTAGE ATTEMPERATOR COOLING WATER DRAIN | NA | HHS | 2080_00005‐3 | OPEN | no data | Water | 2" | no data
02-VHHS864 | Level Gauge (2) valves | HRSG upper East | HRSG/ HP Drum | HP INTERSTAGE ATTEMPERATOR COOLING WATER DRAIN | NA | HHS | 2080_00005‐3 | OPEN | no data | Water | 2" | no data
02-VHHS865 | Level Gauge (2) valves | HRSG upper East | HRSG/ HP Drum | HP INTERSTAGE ATTEMPERATOR COOLING WATER VENT | NA | HHS | 2080_00005‐3 | OPEN | no data | Water | 2" | no data
02-VHHS866 | Level Gauge (2) valves | HRSG upper East | HRSG/ HP Drum | HP INTERSTAGE ATTEMPERATOR COOLING WATER VENT | NA | HHS | 2080_00005‐3 | OPEN | no data | Water | 2" | no data
02-VHHS867 | Level Gauge (2) valves | HRSG upper East | HRSG/ HP Drum | HP SUPERHEATER 1 INLET DRAIN POT CLEANOUT DRAIN | NA | HHS | 2080_00005‐3 | OPEN | no data | Water/Steam | 1" | no data
02-VHHS868 | Level Gauge (2) valves | HRSG upper East | HRSG/ HP Drum | HP SUPERHEATER 1 INLET DRAIN POT CLEANOUT DRAIN | NA | HHS | 2080_00005‐3 | OPEN | no data | Water/Steam | 1" | no data
02-VHHS871 | HP superheater outlet PITs (before MOV) | HRSG upper | HRSG | HP SUPERHEATER OUTLET PRESSURE TRANSMITTER ISOLATION | NA | HHS | 2080_00005‐3 | no data | no data | Steam | 3/4" | no data
02-VHHS872 | HP superheater outlet PITs (before MOV) | HRSG upper | HRSG | HP SUPERHEATER OUTLET PRESSURE TRANSMITTER ISOLATION | NA | HHS | 2080_00005‐3 | no data | no data | Steam | 3/4" | no data
02-VHHS873 | HP superheater outlet PITs (before MOV) | HRSG upper | HRSG | HP SUPERHEATER OUTLET PRESSURE TRANSMITTER ISOLATION | NA | HHS | 2080_00005‐3 | no data | no data | Steam | 3/4" | no data
02-VHHS874 | HP superheater outlet PITs (before MOV) | HRSG upper | HRSG | HP SUPERHEATER OUTLET PRESSURE TRANSMITTER ISOLATION | NA | HHS | 2080_00005‐3 | no data | no data | Steam | 3/4" | no data
02-VHHS909 | Level Gauge (2) valves | HRSG upper East | HRSG/ HP Drum | HP INTERSTAGE ATTEMPERATOR DRAIN POT CLEANOUT DRAIN | NA | HHS | 2080_00005‐3 | OPEN | no data | Water/Steam | 1" | no data
02-VHHS910 | Level Gauge (2) valves | HRSG upper East | HRSG/ HP Drum | HP INTERSTAGE ATTEMPERATOR DRAIN POT CLEANOUT DRAIN | NA | HHS | 2080_00005‐3 | OPEN | no data | Water/Steam | 1" | no data
02-VHLS801 | Drain after Heat Exchanger | HRSG lower NE | no data | PREHEATER DRAIN | NA | CND | 2080_00006‐1 | CLOSED | no data | Water | 2" | no data
02-VHLS802 | Drain after Heat Exchanger | HRSG lower NE | no data | PREHEATER DRAIN | NA | CND | 2080_00006‐1 | CLOSED | no data | Water | 2" | no data
02-VHLS803 | Pressure Transmitter isolations | HRSG lower NW | no data | LP FEEDWATER INLET PRESSURE TRANSMITTER ISOLATION | NA | CND | 2080_00006‐1 | OPEN | no data | Water | 3/4" | no data
02-VHLS804 | Pressure Transmitter isolations | HRSG lower NW | no data | LP FEEDWATER INLET PRESSURE TRANSMITTER ISOLATION | NA | CND | 2080_00006‐1 | OPEN | no data | Water | 3/4" | no data
02-VHLS807 | Drain after Heat Exchanger | HRSG lower NE | no data | PREHEATER DRAIN | NA | CND | 2080_00006‐1 | CLOSED | no data | Water | 2" | no data
02-VHLS810 | Drain after Heat Exchanger | HRSG lower NE | no data | PREHEATER DRAIN | NA | CND | 2080_00006‐1 | CLOSED | no data | Water | 2" | no data
02-VHLS823 | LP Economizer Drains (Block) | HRSG lower NW | no data | PREHEATER DRAIN | NA | CND | 2080_00006‐1 | CLOSED | no data | Water | 2" | no data
02-VHLS824 | LP Economizer Drains (Block) | HRSG lower NW | no data | PREHEATER DRAIN | NA | CND | 2080_00006‐1 | CLOSED | no data | Water | 2" | no data
02-VHLS829 | Cold condensate drain | HRSG lower NE | no data | PREHEATER DRAIN | NA | CND | 2080_00006‐1 | CLOSED | no data | Water | 2" | no data
02-VHLS830 | Cold condensate drain | HRSG lower NE | no data | PREHEATER DRAIN | NA | CND | 2080_00006‐1 | CLOSED | no data | Water | 2" | no data
02-VHLS851 | Cold Condensate outlet vent | HRSG lower NE | no data | PREHEATER INLET VENT | NA | CND | 2080_00006‐1 | CLOSED | no data | Water | 2" | no data
02-VHLS852 | Cold Condensate outlet vent | HRSG lower NE | no data | PREHEATER INLET VENT | NA | CND | 2080_00006‐1 | CLOSED | no data | Water | 2" | no data
02-VHLS902 | MOV bypass | HRSG lower NW | no data | PREHEATER DRAIN | NA | CND | 2080_00006‐1 | CLOSED | no data | Water | 2" | no data
02-VHLS903 | MOV bypass | HRSG lower NW | no data | PREHEATER DRAIN | NA | CND | 2080_00006‐1 | CLOSED | no data | Water | 2" | no data
02-VHLS906 | MOV bypass | HRSG lower NW | no data | PREHEATER VENT | NA | CND | 2080_00006‐1 | CLOSED | no data | Water | 2" | no data
02-VHLS910 | MOV bypass | HRSG lower NW | no data | PREHEATER VENT | NA | CND | 2080_00006‐1 | CLOSED | no data | Water | 2" | no data
02-VHLS911 | MOV bypass | HRSG lower NW | no data | PREHEATER DRAIN | NA | CND | 2080_00006‐1 | CLOSED | no data | Water | 2" | no data
02-VHLS912 | MOV bypass | HRSG lower NW | no data | PREHEATER DRAIN | NA | CND | 2080_00006‐1 | CLOSED | no data | Water | 2" | no data
02-VHLS913 | LP Economizer Drains (Root) | HRSG lower NW | no data | PREHEATER DRAIN | NA | CND | 2080_00006‐1 | CLOSED | no data | Water | 2" | no data
02-VHLS914 | MOV bypass | HRSG lower NW | no data | PREHEATER VENT | NA | CND | 2080_00006‐1 | CLOSED | no data | Water | 2" | no data
02-VHLS915 | MOV bypass | HRSG lower NW | no data | PREHEATER VENT | NA | CND | 2080_00006‐1 | CLOSED | no data | Water | 2" | no data
02-VHLS916 | LP Economizer Drains (Root) | HRSG lower NW | no data | PREHEATER DRAIN | NA | CND | 2080_00006‐1 | CLOSED | no data | Water | 2" | no data
02-VHLS917 | MOV bypass | HRSG lower NW | no data | PREHEATER VENT | NA | CND | 2080_00006‐1 | CLOSED | no data | Water | 2" | no data
02-VHLS918 | LP Economizer Drains (Root) | HRSG lower NW | no data | PREHEATER DRAIN | NA | CND | 2080_00006‐1 | CLOSED | no data | Water | 2" | no data
02-VHLS919 | MOV bypass | HRSG lower NW | no data | PREHEATER VENT | NA | CND | 2080_00006‐1 | CLOSED | no data | Water | 2" | no data
02-VHLS920 | LP Economizer Drains (Root) | HRSG lower NW | no data | PREHEATER DRAIN | NA | CND | 2080_00006‐1 | CLOSED | no data | Water | 2" | no data
02-VHLS921 | MOV bypass | HRSG lower NW | no data | PREHEATER DRAIN | NA | CND | 2080_00006‐1 | CLOSED | no data | Water | 2" | no data
02-VHLS922 | MOV bypass | HRSG lower NW | no data | PREHEATER VENT | NA | CND | 2080_00006‐1 | CLOSED | no data | Water | 2" | no data
02-VHLS984 | MOV bypass | HRSG lower NW | no data | PREHEATER VENT | NA | CND | 2080_00006‐1 | CLOSED | no data | Water | 2" | no data
02-VHBD801 | no data | no data | no data | BLOWDOWN TANK PRESSURE INDICATOR ISOLATION | NA | no data | 2080_00007‐1 | no data | no data | Steam | 3/4" | no data
02-VHBD802 | no data | no data | no data | BLOWDOWN TANK PRESSURE TRANSMITTER ISOLATION | NA | no data | 2080_00007‐1 | no data | no data | Steam | 3/4" | no data
02-VHBD803 | no data | no data | no data | BLOWDOWN TANK LEVEL GAUGE ISOLATION | NA | no data | 2080_00007‐1 | no data | no data | Water/Steam | 3/4" | no data
02-VHBD804 | no data | no data | no data | BLOWDOWN TANK LEVEL GAUGE ISOLATION | NA | no data | 2080_00007‐1 | no data | no data | Water/Steam | 3/4" | no data
02-VHBD805 | no data | no data | no data | BLOWDOWN TANK LEVEL TRANSMITTER ISOLATION | NA | no data | 2080_00007‐1 | no data | no data | Water/Steam | 3/4" | no data
02-VHBD806 | no data | no data | no data | BLOWDOWN TANK LEVEL TRANSMITTER ISOLATION | NA | no data | 2080_00007‐1 | no data | no data | Water/Steam | 3/4" | no data
02-VHBD901 | no data | no data | no data | BLOWDOWN TANK LOW POINT DRAIN | NA | no data | 2080_00007‐1 | no data | no data | Water | 2" | no data
02-VHBD902 | no data | no data | no data | BLOWDOWN TANK LEVEL GAUGE DRAIN | NA | no data | 2080_00007‐1 | no data | no data | Water | 2" | no data
02-VHBD903 | no data | no data | no data | BLOWDOWN TANK LEVEL GAUGE DRAIN | NA | no data | 2080_00007‐1 | no data | no data | Water | 2" | no data
02-VHBD907 | no data | no data | no data | BLOWDOWN QUENCH WATER DRAIN | NA | no data | 2080_00007‐1 | no data | no data | Water/Steam | 2" | no data
02-VHBD908 | no data | no data | no data | BLOWDOWN QUENCH WATER DRAIN | NA | no data | 2080_00007‐1 | no data | no data | Water/Steam | 2" | no data
02-PRVHLS997 | no data | no data | no data | LP DRUM PRESSURE RELIEF VALVE 1 | NA | no data | 2080_00003‐1 | no data | no data | Steam | 6" | no data
02-VHBD909 | no data | no data | no data | BLOWDOWN QUENCH WATER BYPASS | NA | no data | 2080_00007‐1 | no data | no data | Water/Steam | 2" | no data
02-VHHS861 | Level Gauge (2) valves | HRSG upper East | HRSG/ HP Drum | HP INTERMITTENT BLOWDOWN LOW POINT DRAIN | NA | HHS | 2080_00007‐1 | OPEN | no data | Water | 2" | no data
02-VHHS862 | Level Gauge (2) valves | HRSG upper East | HRSG/ HP Drum | HP INTERMITTENT BLOWDOWN LOW POINT DRAIN | NA | HHS | 2080_00007‐1 | OPEN | no data | Water | 2" | no data
02-VHHS960 | Level Gauge (2) valves | HRSG upper East | HRSG/ HP Drum | HP EVAPORATOR DRAIN | NA | HHS | 2080_00007‐1 | OPEN | no data | Water | 2" | no data
02-VHIS908 | Level Gauge | HRSG upper East | HRSG/ IP Drum | IP INTERMITTENT BLOWDOWN LOW POINT DRAIN | NA | HIS | 2080_00007‐1 | OPEN | no data | Water | 2" | no data
02-VHIS909 | Steam to IP Evap MOV bypass | HRSG lower | Sparging | IP INTERMITTENT BLOWDOWN LOW POINT DRAIN | NA | AXS | 2080_00007‐1 | no data | no data | Water | 2" | no data
02-VHLS928 | MOV bypass | HRSG lower NW | no data | LP INTERMITTENT BLOWDOWN LOW POINT DRAIN | NA | CND | 2080_00007‐1 | CLOSED | no data | Water | 2" | no data
02-VHLS929 | MOV bypass | HRSG lower NW | no data | LP INTERMITTENT BLOWDOWN LOW POINT DRAIN | NA | CND | 2080_00007‐1 | CLOSED | no data | Water | 2" | no data
02-MOVHLS904 | no data | no data | no data | LP STEAM SPARGING | MOVDIG | no data | 2080_00003‐1 | no data | no data | Steam | 3" | no data
02-MOVHLS905 | no data | no data | no data | LP STEAM STARTUP VENT STOP | MOVDIG | no data | 2080_00003‐2 | no data | no data | Steam | 2" | no data
02-MOVHLS906 | no data | no data | no data | LP STEAM OUTLET STOP | MOVDIG | no data | 2080_00003‐2 | no data | no data | Steam | 14" | no data
02-MOVHIS901 | no data | no data | no data | IP FEEDWATER INLET STOP VALVE | MOVDIG | no data | 2080_00004‐1 | no data | no data | Water | 6" | no data
02-MOVHIS903 | no data | no data | no data | IP ECONOMIZER VENT STOP | MOVDIG | no data | 2080_00004‐1 | no data | no data | Water | 2" | no data
02-MOVHIS904 | no data | no data | no data | IP FEEDWATER FGH STOP VALVE | MOVDIG | no data | 2080_00004‐1 | no data | no data | Water | 4" | no data
02-MOVHIS909 | no data | no data | no data | IP SPARGING STEAM STOP | MOVDIG | no data | 2080_00004‐2 | no data | no data | Steam | 3" | no data
02-MOVHIS910 | no data | no data | no data | IP TO DA PEGGING | MOVDIG | no data | 2080_00004‐2 | no data | no data | Steam | 3" | no data
02-MOVHIS906 | no data | no data | no data | IP SUPERHEATER OUTLET VENT | MOVDIG | no data | 2080_00004‐3 | no data | no data | Steam | 2" | no data
02-MOVHIS908 | no data | no data | no data | IP STEAM STOP | MOVDIG | no data | 2080_00004‐3 | no data | no data | Steam | 8" | no data
02-PRVHLS997 | no data | no data | no data | LP DRUM PRESSURE RELIEF VALVE 1 | NA | no data | 2080_00003‐1 | no data | no data | Steam | 6" | no data
02-MOVHRS904 | no data | no data | no data | REHEAT OUTLET STARTUP VENT STOP | MOVDIG | no data | 2080_00004‐4 | no data | no data | Steam | 4" | no data
02-MOVHRS912 | no data | no data | no data | RHT ATTEMPERATOR SPRAY WATER STOP | MOVDIG | no data | 2080_00004‐4 | no data | no data | Water | 2 1/2" | no data
02-MOVHHS901 | no data | no data | no data | HP FEEDWATER STOP | MOVDIG | no data | 2080_00005‐1 | no data | no data | Water | 12" | no data
02-MOVHHS902 | no data | no data | no data | HP ECONOMIZER VENT | MOVDIG | no data | 2080_00005‐1 | no data | no data | Water | 2" | no data
02-MOVHHS904 | no data | no data | no data | HP SPARGING STEAM | MOVDIG | no data | 2080_00005‐2 | no data | no data | Steam | 4" | no data
02-MOVHHS906 | no data | no data | no data | HP STEAM OUTLET STOP | MOVDIG | no data | 2080_00005‐3 | no data | no data | Steam | 16" | no data
02-MOVHHS907 | no data | no data | no data | HP STEAM OUTLET STOP VALVE BYPASS | MOVDIG | no data | 2080_00005‐3 | no data | no data | Steam | 12" | no data
02-MOVHHS908 | no data | no data | no data | HP ATTEMPERATOR SPRAY WATER STOP | MOVDIG | no data | 2080_00005‐3 | no data | no data | Water | 2" | no data
02-MOVHHS913 | no data | no data | no data | HP SUPERHEATER OUTLET VENT | MOVDIG | no data | 2080_00005‐3 | no data | no data | Steam | 2" | no data
02-MOVHLS901 | no data | no data | no data | LP FEEDWATER INLET STOP | MOVDIG | no data | 2080_00006‐1 | no data | no data | Water | 10" | no data
02-MOVHLS907 | no data | no data | no data | LP ECONOMIZER VENT | MOVDIG | no data | 2080_00006‐1 | no data | no data | Water | 2" | no data
02-YCVHHS902 | no data | no data | no data | HP SH #1 DRAIN POT | POVPOS | no data | 2080_00007‐1 | no data | no data | Water | 2" | no data
02-PRVHLS997 | no data | no data | no data | LP DRUM PRESSURE RELIEF VALVE 1 | NA | no data | 2080_00003‐1 | no data | no data | Steam | 6" | no data
02-YCVHHS903 | no data | no data | no data | HP ATTEMPERATOR LOOP DRAIN POT | POVPOS | no data | 2080_00007‐1 | no data | no data | Water | 2" | no data
02-YCVHIS905 | no data | no data | no data | IP STEAM OUTLET DRAIN POT | POVPOS | no data | 2080_00007‐1 | no data | no data | Steam | 2" | no data
02-YCVHIS906 | no data | no data | no data | IP STEAM OUTLET DRAIN POT | POVPOS | no data | 2080_00007‐1 | no data | no data | Steam | 2" | no data
02-YCVHLS909 | no data | no data | no data | LP SUPERHEATER OUTLET DRAIN POT DRAIN | POVPOS | no data | 2080_00007‐1 | no data | no data | Water | 2" | no data
02-YCVHLS910 | no data | no data | no data | LP SUPERHEATER OUTLET DRAIN | POVPOS | no data | 2080_00007‐1 | no data | no data | Water | 2" | no data
02-YCVHRS905 | no data | no data | no data | REHEAT ATTEMPERATOR LOOP DRAIN POT | POVPOS | no data | 2080_00007‐1 | no data | no data | Water | 2 1/2" | no data
02-YTSHLS995 | no data | no data | no data | LP SPARGING STEAM STRAINER | NA | no data | 2080_00003‐1 | no data | no data | Steam | 3" | no data
02-YTSHIS995 | no data | no data | no data | IP SPARGING STEAM STRAINER | NA | no data | 2080_00004‐2 | no data | no data | Steam | 3" | no data
02-YTSHRS901 | no data | no data | no data | RHT ATTEMPERATOR SPRAY WATER STRAINER | NA | no data | 2080_00004‐4 | no data | no data | Water | 2 1/2" | no data
02-YTSHHS995 | no data | no data | no data | HP SPARGING STEAM STRAINER | NA | no data | 2080_00005‐2 | no data | no data | Steam | 4" | no data
02-YTSHHS901 | no data | no data | no data | HP ATTEMPERATOR SPRAY WATER STRAINER | NA | no data | 2080_00005‐3 | no data | no data | Water | 2 1/2" | no data
02-MOVHLS902 | no data | no data | no data | LP SUPERHEATER OUTLET VENT | MOVDIG | no data | 2080_00003‐2 | no data | no data | Steam | 2" | no data
02-MOVHIS902 | no data | no data | no data | IP SUPERHEATER OUTLET VENT | MOVDIG | no data | 2080_00004‐3 | no data | no data | Steam | 2" | no data
02-MOVHRS911 | no data | no data | no data | REHEAT VENT | MOVDIG | no data | 2080_00004‐4 | no data | no data | Steam | 4" | no data
02-MOVHHS903 | no data | no data | no data | HP CASCADING BLOW DOWN ISOLATION | MOVDIG | no data | 2080_00005‐2 | no data | no data | Water | 2 1/2" | no data
02-PRVHLS997 | no data | no data | no data | LP DRUM PRESSURE RELIEF VALVE 1 | NA | no data | 2080_00003‐1 | no data | no data | Steam | 6" | no data
02-MOVHHS905 | no data | no data | no data | HP SUPERHEATER OUTLET VENT | MOVDIG | no data | 2080_00005‐3 | no data | no data | Steam | 2" | no data
02-MOVHBD901 | no data | no data | no data | HP BD MANIFOLD DRAIN | MOVDIG | no data | 2080_00007‐1 | no data | no data | Water | 2" | no data
02-MOVHBD902 | no data | no data | no data | IP BD MANIFOLD DRAIN | MOVDIG | no data | 2080_00007‐1 | no data | no data | Water | 2" | no data
02-MOVHBD903 | no data | no data | no data | LP BD MANIFOLD DRAIN | MOVDIG | no data | 2080_00007‐1 | no data | no data | Water | 2" | no data
02-MOVHHS909 | no data | no data | no data | HP INTERMITTENT BLOWDOWN STOP | MOVDIG | no data | 2080_00007‐1 | no data | no data | Water | 2 1/2" | no data
02-MOVHHS910 | no data | no data | no data | HP SH #1 DRAIN POT STOP | MOVDIG | no data | 2080_00007‐1 | no data | no data | Water | 2" | no data
02-MOVHHS911 | no data | no data | no data | HP ATTEMPERATOR DRAIN POT STOP | MOVDIG | no data | 2080_00007‐1 | no data | no data | Water | 2" | no data
02-MOVHHS912 | no data | no data | no data | HP INTERMITTENT BLOWDOWN STOP | MOVDIG | no data | 2080_00007‐1 | no data | no data | Water | 2 1/2" | no data
02-MOVHIS905 | no data | no data | no data | IP CONTINUOUS BLOWDOWN STOP | MOVDIG | no data | 2080_00007‐1 | no data | no data | Water | 2" | no data
02-MOVHIS915 | no data | no data | no data | IP DRAIN POT STOP | MOVDIG | no data | 2080_00007‐1 | no data | no data | Water | 2" | no data
02-PRVHLS997 | no data | no data | no data | LP DRUM PRESSURE RELIEF VALVE 1 | NA | no data | 2080_00003‐1 | no data | no data | Steam | 6" | no data
02-MOVHIS916 | no data | no data | no data | IP INTERMITTENT BLOWDOWN STOP | MOVDIG | no data | 2080_00007‐1 | no data | no data | Water | 2 1/2" | no data
02-MOVHIS917 | no data | no data | no data | IP INTERMITTENT BLOWDOWN STOP | MOVDIG | no data | 2080_00007‐1 | no data | no data | Water | 2 1/2" | no data
02-MOVHIS918 | no data | no data | no data | IP OUTLET DRAIN POT STOP | MOVDIG | no data | 2080_00007‐1 | no data | no data | Water | 2" | no data
02-MOVHLS908 | no data | no data | no data | LP INTERMITTENT BLOWDOWN STOP | MOVDIG | no data | 2080_00007‐1 | no data | no data | Water | 2 1/2" | no data
02-MOVHRS914 | no data | no data | no data | REHEAT ATTEMPERATOR LOOP DRAIN POT | MOVDIG | no data | 2080_00007‐1 | no data | no data | Water | 2 1/2" | no data
02-VHLS995 | MOV bypass | HRSG lower NW | no data | LP DRAIN POT STOP | NA | CND | 2080_00007‐1 | CLOSED | no data | Water | 2" | no data
02-VHLS996 | MOV bypass | HRSG lower NW | no data | LP DRAIN POT STOP | NA | CND | 2080_00007‐1 | CLOSED | no data | Water | 2" | no data
02-PRVHLS997 | no data | no data | no data | LP DRUM PRESSURE RELIEF VALVE 1 | NA | no data | 2080_00003‐1 | no data | no data | Steam | 6" | no data
02-YV-SCR-801A | no data | no data | no data | EXHAUST GAS SCR-HTR-01A INLET | DAMPER-PAV | SCR | D0010101 SH1 | no data | no data | flue gas | 16.0 | no data
02-YV-SCR-801B | no data | no data | no data | EXHAUST GAS SCR-HTR-01B INLET | DAMPER-PAV | SCR | D0010101 SH1 | no data | no data | flue gas | 16.0 | no data
02-YV-SCR-803A | no data | no data | no data | EXHAUST GAS SCR-HTR-01A OUTLET | DAMPER-PAV | SCR | D0010101 SH1 | no data | no data | flue gas | 16.0 | no data
02-YV-SCR-803B | no data | no data | no data | EXHAUST GAS SCR-HTR-01B OUTLET | DAMPER-PAV | SCR | D0010101 SH1 | no data | no data | flue gas | 16.0 | no data
02-YV-SCR-805A | no data | no data | no data | EXHAUST GAS SCR-BLW-01A INLET | DAMPER-PAV | SCR | D0010101 SH1 | no data | no data | flue gas | 16.0 | no data
02-YV-SCR-805B | no data | no data | no data | EXHAUST GAS SCR-BLW-01B INLET | DAMPER-PAV | SCR | D0010101 SH1 | no data | no data | flue gas | 16.0 | no data
02-YV-SCR-806A | no data | no data | no data | EXHAUST GAS SCR-BLW-01A OUTLET | BUTTERFLY-PAV | SCR | D0010101 SH1 | no data | no data | flue gas | 16.0 | no data
02-YV-SCR-806B | no data | no data | no data | EXHAUST GAS SCR-BLW-01B OUTLET | BUTTERFLY-PAV | SCR | D0010101 SH1 | no data | no data | flue gas | 16.0 | no data
02-VSCR01A | no data | no data | no data | EXHAUST GAS SCR-BLW-01A DRAIN VALVE | BALL-MAN | SCR | D0010101 SH1 | no data | no data | flue gas | 1 1/2" | no data
02-VSCR01B | no data | no data | no data | EXHAUST GAS SCR-BLW-01B DRAIN VALVE | BALL-MAN | SCR | D0010101 SH1 | no data | no data | flue gas | 1 1/2" | no data
02-VSCR804 | no data | no data | no data | EXHAUST GS 0X-16"-SCR8003-4"H DRAIN VALVE | BALL-MAN | SCR | D0010101 SH1 | no data | no data | flue gas | 1/2" | no data
02-VSCR802 | no data | no data | no data | PI-SCR101 BLOCK VALVE | GATE-MAN | SCR | D0010101 SH1 | no data | no data | flue gas | 1/2" | no data
02-SP-102 | no data | no data | no data | 2 VALVE MANIFOLD | 2 VALVE-MAN | SCR | D0010101 SH1 | no data | no data | no data | 1/2 | no data
02-PRV-AQA-807 | no data | no data | no data | AMMONIA LINE PRESSURE REDUCING VALVE | PRV-MAN | SCR | D0010101 SH2 | no data | no data | Ammonia | 1/2 | no data
02-VAQA800 | Ammonia injection manual isolation (upstream) | East of HRSG | no data | AMMONIA LINE ISOLATION VALVE | BALL-MAN | SCR | D0010101 SH2 | OPEN | CLOSED | Ammonia | 1/2 | no data
02-VAQA801 | Ammonia injection manual isolation (upstream) | East of HRSG | no data | AMMONIA LINE Y STRAINER ISOLATION VALVE | BALL-MAN | SCR | D0010101 SH2 | OPEN | CLOSED | Ammonia | 1/2 | no data
02-VAQA802 | no data | no data | no data | AMMONIA LINE Y-STRAINER DRAIN VALVE | BALL-MAN | SCR | D0010101 SH2 | no data | no data | Ammonia | 1/2 | no data
02-VAQA803 | Ammonia injection manual isolation (downstream) | East of HRSG | no data | AMMONIA LINE Y STRAINER ISOLATION VALVE | BALL-MAN | SCR | D0010101 SH2 | OPEN | CLOSED | Ammonia | 1/2 | no data
02-VAQA804 | no data | no data | no data | AMMONIA LINE Y STRAINER ISOLATION VALVE | BALL-MAN | SCR | D0010101 SH2 | no data | no data | Ammonia | 1/2 | no data
02-VAQA805 | no data | no data | no data | AMMONIA LINE Y-STRAINER DRAIN VALVE | BALL-MAN | SCR | D0010101 SH2 | no data | no data | Ammonia | 1/2 | no data
02-VAQA806 | no data | no data | no data | AMMONIA LINE Y STRAINER ISOLATION VALVE | BALL-MAN | SCR | D0010101 SH2 | no data | no data | Ammonia | 1/2 | no data
02-VAQA807 | no data | no data | no data | AMMONIA LINE PDI ISOLATION VALVE | BALL-MAN | SCR | D0010101 SH2 | no data | no data | Ammonia | 1/2 | no data
02-VAQA808 | no data | no data | no data | AMMONIA LINE DRAIN BYPASS | BALL-MAN | SCR | D0010101 SH2 | no data | no data | Ammonia | 1/2 | no data
02-SP-100 | no data | no data | no data | PDI-AQA-800 3 VALVE MANIFOLD | 3 VALVE MANIFOLD | SCR | D0010101 SH2 | no data | no data | Ammonia | 1/2 | no data
02-VAQA809 | no data | no data | no data | AMMONIA LINE DRAIN BYPASS | BALL-MAN | SCR | D0010101 SH2 | no data | no data | Ammonia | 1/2 | no data
02-VAQA810 | no data | no data | no data | AMMONIA LINE PDI ISOLATION VALVE | BALL-MAN | SCR | D0010101 SH2 | no data | no data | Ammonia | 1/2 | no data
02-VAQA811 | no data | no data | no data | PDI VALVE BLOCK VALVE | BALL-MAN | SCR | D0010101 SH2 | no data | no data | Ammonia | 1/2 | no data
02-SP-102 | no data | no data | no data | 2 VLAVE MANIFOLD | 2 VALVE-MAN | SCR | D0010101 SH2 | no data | no data | Ammonia | 1/2 | no data
02-VAQA812 | no data | no data | no data | AMMONIA LINE FCV-AQA-803 ISOLATION VALVE | BALL-MAN | SCR | D0010101 SH2 | no data | no data | Ammonia | 1/2 | no data
02-VAQA813 | Ammonia injection line drain | East of HRSG | no data | AMMONIA FCV-AQA-803 DOUBLE BLOCK VALVE DRAIN | BALL-MAN | SCR | D0010101 SH2 | CLOSED | OPEN | Ammonia | 1/2 | no data
02-FCV-AQA-803 | no data | no data | no data | AMMONIA LINE FLOW CONTROL VALVE # 1 | CONTROL-PAV | SCR | D0010101 SH2 | no data | no data | Ammonia | 1/2 | no data
02-VAQA814 | no data | no data | no data | AMMONIA FCV-AQA-803 DOUBLE BLOCK VALVE DRAIN | BALL-MAN | SCR | D0010101 SH2 | no data | no data | Ammonia | 1/2 | no data
02-VAQA815 | no data | no data | no data | AMMONIA LINE BYPASS BLOCK VALVE | BALL-MAN | SCR | D0010101 SH2 | no data | no data | Ammonia | 1/2 | no data
02-VAQA816 | no data | no data | no data | AMMONIA MANUAL FLOW GLOBE VALVE | GLOBE-MAN | SCR | D0010101 SH2 | no data | no data | Ammonia | 1/2 | no data
02-VAQA817 | no data | no data | no data | AMMONIA LINE BYPASS BLOCK VALVE | BALL-MAN | SCR | D0010101 SH2 | no data | no data | Ammonia | 1/2 | no data
02-YV-AQA-804 | no data | no data | no data | AMMONIA LINE BLOCK VALVE | BALL-PAV | SCR | D0010101 SH2 | no data | no data | Ammonia | 1/2 | no data
02-YV-AQA-805 | no data | no data | no data | AMMONIA LINE BLOCK VALVE | BALL-PAV | SCR | D0010101 SH2 | no data | no data | Ammonia | 1/2 | no data
02-VAQA818 | Ammonia injection manual isolation (downstream) | East of HRSG | no data | AMMONIA INJECTOR ISOLATION VALVE | BALL-MAN | SCR | D0010101 SH2 | OPEN | CLOSED | Ammonia | 1/2 | no data
02-VAQA819 | no data | no data | no data | AMMONIA LINE TO INJ-101 ISOLATION VALVE | BALL-MAN | SCR | D0010101 SH2 | no data | no data | Ammonia | 1/2 | no data
02-VAQA820 | no data | no data | no data | AMMONIA LINE TO INJ-102 ISOLATION VALVE | BALL-MAN | SCR | D0010101 SH2 | no data | no data | Ammonia | 1/2 | no data
02-VAQA821 | no data | no data | no data | AMMONIA LINE TO INJ-103 ISOLATION VALVE | BALL-MAN | SCR | D0010101 SH2 | no data | no data | Ammonia | 1/2 | no data
02-VAQA822 | no data | no data | no data | AMMONIA LINE TO INJ-104 ISOLATION VALVE | BALL-MAN | SCR | D0010101 SH2 | no data | no data | Ammonia | 1/2 | no data
02-VAQA823 | no data | no data | no data | AMMONIA LINE TO INJ-105 ISOLATION VALVE | BALL-MAN | SCR | D0010101 SH2 | no data | no data | Ammonia | 1/2 | no data
02-VSCR803 | no data | no data | no data | MANIFOLD DRAIN VALVE | BALL-MAN | SCR | D0010102 SH1 & SH2 | no data | no data | Ammonia | 1.0 | no data
02-VSCR804 | no data | no data | no data | MANIFOLD PI ISOLATION VALVE | GATE-MAN | SCR | D0010102 SH1 & SH2 | no data | no data | Ammonia | 1/2 | no data
02-SP-804 | no data | no data | no data | 2 VALVE MANIFOLD | 2 VALVE-MAN | SCR | D0010102 SH1 & SH2 | no data | no data | Ammonia | 1/2 | no data
02-FE-SCR801THRUFE-SCR836 | no data | no data | no data | PROCESS GAS ORIFICE PLATE | ORIFICE | SCR | D0010102 SH1 & SH2 | no data | no data | Ammonia | 3.0 | no data
02-SP-801THRUSP-836 | no data | no data | no data | PROCESS GAS 3 VALVE MANIFOLD PDI-SCR801 THRU PDI-SCR- 836 DPI | 3 VALVE-MAN | SCR | D0010102 SH1 & SH2 | no data | no data | Ammonia | 1/2 | no data
02-VSCR805THRUVSCR840 | no data | no data | no data | TAKE OFF BALANCING BUTTERFLY VALVE | BUTTERFLY-MAN | SCR | D0010102 SH1 & SH2 | no data | no data | Ammonia | 3.0 | no data
02-VINA800 | no data | no data | no data | SVA-806 ISOLATION BALL VALVE | BALL-MAN | SCR | D0010101 SH2 | no data | no data | Ammonia | 1/2 | no data
02-YV-SVA-803 | no data | no data | no data | PLANT AIR LINE BLOCK VALVE | BALL-PAV | SCR | D0010101 SH2 | no data | no data | Ammonia | 1" | no data
02-VINA801 | no data | no data | no data | 0X-1"-INA-8006 DRAIN BALL VALVE | BALL-MAN | SCR | D0010101 SH2 | no data | no data | Ammonia | 1/2 | no data
02-PRV-SVA-800 | no data | no data | no data | PRESSURE REGULATING VALVE | REGULATING PAV | SCR | D0010101 SH2 | no data | no data | Ammonia | 1" | no data
02-VINA802 | no data | no data | no data | INJ-101 ISOLATION BALL VALVE | BALL-MAN | SCR | D0010101 SH2 | no data | no data | Ammonia | 1/2 | no data
02-VINA818 | no data | no data | no data | INJ-101-IA FLOW CONTROL VALVE | ANGLE SEAT-MAN | SCR | D0010101 SH2 | no data | no data | Ammonia | 1/2 | no data
02-VINA803 | no data | no data | no data | INJ-102 ISOLATION BALL VALVE | BALL-MAN | SCR | D0010101 SH2 | no data | no data | Ammonia | 1/2 | no data
02-VINA819 | no data | no data | no data | INJ-101-IA FLOW CONTROL VALVE | ANGLE SEAT-MAN | SCR | D0010101 SH2 | no data | no data | Ammonia | 1/2 | no data
02-VINA804 | no data | no data | no data | INJ-103 ISOLATION BALL VALVE | BALL-MAN | SCR | D0010101 SH2 | no data | no data | Ammonia | 1/2 | no data
02-VINA820 | no data | no data | no data | INJ-101-IA FLOW CONTROL VALVE | ANGLE SEAT-MAN | SCR | D0010101 SH2 | no data | no data | Ammonia | 1/2 | no data
02-VINA805 | no data | no data | no data | INJ-104 ISOLATION BALL VALVE | BALL-MAN | SCR | D0010101 SH2 | no data | no data | Ammonia | 1/2 | no data
02-VINA821 | no data | no data | no data | INJ-101-IA FLOW CONTROL VALVE | ANGLE SEAT-MAN | SCR | D0010101 SH2 | no data | no data | Ammonia | 1/2 | no data
02-VINA806 | no data | no data | no data | INJ-105 ISOLATION BALL VALVE | BALL-MAN | SCR | D0010101 SH2 | no data | no data | Ammonia | 1/2 | no data
02-VINA822 | no data | no data | no data | INJ-101-IA FLOW CONTROL VALVE | ANGLE SEAT-MAN | SCR | D0010101 SH2 | no data | no data | Ammonia | 1/2 | no data
02-VINA807 | no data | no data | no data | SOV-AQA-805 ISOLATION BALL VALVE | BALL-MAN | SCR | D0010101 SH2 | no data | no data | Ammonia | 1/2 | no data
02-VINA808 | no data | no data | no data | SOV-AQA-804 ISOLATION BALL VALVE | BALL-MAN | SCR | D0010101 SH2 | no data | no data | Ammonia | 1/2 | no data
02-VINA809 | no data | no data | no data | FCV-AQA-803 ISOLATION BALL VALVE | BALL-MAN | SCR | D0010101 SH2 | no data | no data | Ammonia | 1/2 | no data
02-VINA810 | no data | no data | no data | SOV-SCR-801A ISOLATION BALL VALVE | BALL-MAN | SCR | D0010101 SH2 | no data | no data | Ammonia | 1/2 | no data
02-VINA811 | no data | no data | no data | SOV-SCR-801B ISOLATION BALL VALVE | BALL-MAN | SCR | D0010101 SH2 | no data | no data | Ammonia | 1/2 | no data
02-VINA812 | no data | no data | no data | SOV-SCR-804A ISOLATION BALL VALVE | BALL-MAN | SCR | D0010101 SH2 | no data | no data | Ammonia | 1/2 | no data
02-VINA813 | no data | no data | no data | SOV-SCR-804B ISOLATION BALL VALVE | BALL-MAN | SCR | D0010101 SH2 | no data | no data | Ammonia | 1/2 | no data
02-VINA814 | no data | no data | no data | SOV-SCR-805A ISOLATION BALL VALVE | BALL-MAN | SCR | D0010101 SH2 | no data | no data | Ammonia | 1/2 | no data
02-VINA815 | no data | no data | no data | SOV-SCR-805B ISOLATION BALL VALVE | BALL-MAN | SCR | D0010101 SH2 | no data | no data | Ammonia | 1/2 | no data
02-VINA816 | no data | no data | no data | SOV-SCR-806A ISOLATION BALL VALVE | BALL-MAN | SCR | D0010101 SH2 | no data | no data | Ammonia | 1/2 | no data
02-VINA817 | no data | no data | no data | SOV-SCR-806B ISOLATION BALL VALVE | BALL-MAN | SCR | D0010101 SH2 | no data | no data | Ammonia | 1/2 | no data
02-VINA823 | no data | no data | no data | INJ-101 IA CHECK VALVE | CHECK-MAN | SCR | D0010101 SH2 | no data | no data | Ammonia | 1/2 | no data
02-VINA824 | no data | no data | no data | INJ-102 IA CHECK VALVE | CHECK-MAN | SCR | D0010101 SH2 | no data | no data | Ammonia | 1/2 | no data
02-VINA825 | no data | no data | no data | INJ-103 IA CHECK VALVE | CHECK-MAN | SCR | D0010101 SH2 | no data | no data | Ammonia | 1/2 | no data
02-VINA826 | no data | no data | no data | INJ-104 IA CHECK VALVE | CHECK-MAN | SCR | D0010101 SH2 | no data | no data | Ammonia | 1/2 | no data
02-VINA827 | no data | no data | no data | INJ-105 IA CHECK VALVE | CHECK-MAN | SCR | D0010101 SH2 | no data | no data | Ammonia | 1/2 | no data
01-YV-SCR-801A | no data | no data | no data | EXHAUST GAS SCR-HTR-01A INLET | DAMPER-PAV | SCR | D0010101 SH1 | no data | no data | flue gas | 16.0 | no data
01-YV-SCR-801B | no data | no data | no data | EXHAUST GAS SCR-HTR-01B INLET | DAMPER-PAV | SCR | D0010101 SH1 | no data | no data | flue gas | 16.0 | no data
01-YV-SCR-803A | no data | no data | no data | EXHAUST GAS SCR-HTR-01A OUTLET | DAMPER-PAV | SCR | D0010101 SH1 | no data | no data | flue gas | 16.0 | no data
01-YV-SCR-803B | no data | no data | no data | EXHAUST GAS SCR-HTR-01B OUTLET | DAMPER-PAV | SCR | D0010101 SH1 | no data | no data | flue gas | 16.0 | no data
01-YV-SCR-805A | no data | no data | no data | EXHAUST GAS SCR-BLW-01A INLET | DAMPER-PAV | SCR | D0010101 SH1 | no data | no data | flue gas | 16.0 | no data
01-YV-SCR-805B | no data | no data | no data | EXHAUST GAS SCR-BLW-01B INLET | DAMPER-PAV | SCR | D0010101 SH1 | no data | no data | flue gas | 16.0 | no data
01-YV-SCR-806A | no data | no data | no data | EXHAUST GAS SCR-BLW-01A OUTLET | BUTTERFLY-PAV | SCR | D0010101 SH1 | no data | no data | flue gas | 16.0 | no data
01-YV-SCR-806B | no data | no data | no data | EXHAUST GAS SCR-BLW-01B OUTLET | BUTTERFLY-PAV | SCR | D0010101 SH1 | no data | no data | flue gas | 16.0 | no data
01-VSCR01A | no data | no data | no data | EXHAUST GAS SCR-BLW-01A DRAIN VALVE | BALL-MAN | SCR | D0010101 SH1 | no data | no data | flue gas | 1 1/2" | no data
01-VSCR01B | no data | no data | no data | EXHAUST GAS SCR-BLW-01B DRAIN VALVE | BALL-MAN | SCR | D0010101 SH1 | no data | no data | flue gas | 1 1/2" | no data
01-VSCR804 | no data | no data | no data | EXHAUST GS 0X-16"-SCR8003-4"H DRAIN VALVE | BALL-MAN | SCR | D0010101 SH1 | no data | no data | flue gas | 1/2" | no data
01-VSCR802 | no data | no data | no data | PI-SCR101 BLOCK VALVE | GATE-MAN | SCR | D0010101 SH1 | no data | no data | flue gas | 1/2" | no data
01-SP-102 | no data | no data | no data | 2 VALVE MANIFOLD | 2 VALVE-MAN | SCR | D0010101 SH1 | no data | no data | no data | 1/2 | no data
01-PRV-AQA-807 | no data | no data | no data | AMMONIA LINE PRESSURE REDUCING VALVE | PRV-MAN | SCR | D0010101 SH2 | no data | no data | Ammonia | 1/2 | no data
01-VAQA800 | Ammonia injection manual isolation (upstream) | East of HRSG | no data | AMMONIA LINE ISOLATION VALVE | BALL-MAN | SCR | D0010101 SH2 | OPEN | CLOSED | Ammonia | 1/2 | no data
01-VAQA801 | no data | no data | no data | AMMONIA LINE Y STRAINER ISOLATION VALVE | BALL-MAN | SCR | D0010101 SH2 | no data | no data | Ammonia | 1/2 | no data
01-VAQA802 | no data | no data | no data | AMMONIA LINE Y-STRAINER DRAIN VALVE | BALL-MAN | SCR | D0010101 SH2 | no data | no data | Ammonia | 1/2 | no data
01-VAQA803 | no data | no data | no data | AMMONIA LINE Y STRAINER ISOLATION VALVE | BALL-MAN | SCR | D0010101 SH2 | no data | no data | Ammonia | 1/2 | no data
01-VAQA804 | no data | no data | no data | AMMONIA LINE Y STRAINER ISOLATION VALVE | BALL-MAN | SCR | D0010101 SH2 | no data | no data | Ammonia | 1/2 | no data
01-VAQA805 | no data | no data | no data | AMMONIA LINE Y-STRAINER DRAIN VALVE | BALL-MAN | SCR | D0010101 SH2 | no data | no data | Ammonia | 1/2 | no data
01-VAQA806 | no data | no data | no data | AMMONIA LINE Y STRAINER ISOLATION VALVE | BALL-MAN | SCR | D0010101 SH2 | no data | no data | Ammonia | 1/2 | no data
01-VAQA807 | no data | no data | no data | AMMONIA LINE PDI ISOLATION VALVE | BALL-MAN | SCR | D0010101 SH2 | no data | no data | Ammonia | 1/2 | no data
01-VAQA808 | no data | no data | no data | AMMONIA LINE DRAIN BYPASS | BALL-MAN | SCR | D0010101 SH2 | no data | no data | Ammonia | 1/2 | no data
01-SP-100 | no data | no data | no data | PDI-AQA-800 3 VALVE MANIFOLD | 3 VALVE MANIFOLD | SCR | D0010101 SH2 | no data | no data | Ammonia | 1/2 | no data
01-VAQA809 | no data | no data | no data | AMMONIA LINE DRAIN BYPASS | BALL-MAN | SCR | D0010101 SH2 | no data | no data | Ammonia | 1/2 | no data
01-VAQA810 | no data | no data | no data | AMMONIA LINE PDI ISOLATION VALVE | BALL-MAN | SCR | D0010101 SH2 | no data | no data | Ammonia | 1/2 | no data
01-VAQA811 | no data | no data | no data | PDI VALVE BLOCK VALVE | BALL-MAN | SCR | D0010101 SH2 | no data | no data | Ammonia | 1/2 | no data
01-SP-102 | no data | no data | no data | 2 VLAVE MANIFOLD | 2 VALVE-MAN | SCR | D0010101 SH2 | no data | no data | Ammonia | 1/2 | no data
01-VAQA812 | no data | no data | no data | AMMONIA LINE FCV-AQA-803 ISOLATION VALVE | BALL-MAN | SCR | D0010101 SH2 | no data | no data | Ammonia | 1/2 | no data
01-VAQA813 | Ammonia injection line drain | East of HRSG | no data | AMMONIA FCV-AQA-803 DOUBLE BLOCK VALVE DRAIN | BALL-MAN | SCR | D0010101 SH2 | CLOSED | OPEN | Ammonia | 1/2 | no data
01-FCV-AQA-803 | no data | no data | no data | AMMONIA LINE FLOW CONTROL VALVE # 1 | CONTROL-PAV | SCR | D0010101 SH2 | no data | no data | Ammonia | 1/2 | no data
01-VAQA814 | no data | no data | no data | AMMONIA FCV-AQA-803 DOUBLE BLOCK VALVE DRAIN | BALL-MAN | SCR | D0010101 SH2 | no data | no data | Ammonia | 1/2 | no data
01-VAQA815 | no data | no data | no data | AMMONIA LINE BYPASS BLOCK VALVE | BALL-MAN | SCR | D0010101 SH2 | no data | no data | Ammonia | 1/2 | no data
01-VAQA816 | no data | no data | no data | AMMONIA MANUAL FLOW GLOBE VALVE | GLOBE-MAN | SCR | D0010101 SH2 | no data | no data | Ammonia | 1/2 | no data
01-VAQA817 | no data | no data | no data | AMMONIA LINE BYPASS BLOCK VALVE | BALL-MAN | SCR | D0010101 SH2 | no data | no data | Ammonia | 1/2 | no data
01-YV-AQA-804 | no data | no data | no data | AMMONIA LINE BLOCK VALVE | BALL-PAV | SCR | D0010101 SH2 | no data | no data | Ammonia | 1/2 | no data
01-YV-AQA-805 | no data | no data | no data | AMMONIA LINE BLOCK VALVE | BALL-PAV | SCR | D0010101 SH2 | no data | no data | Ammonia | 1/2 | no data
01-VAQA818 | Ammonia injection manual isolation (downstream) | East of HRSG | no data | AMMONIA INJECTOR ISOLATION VALVE | BALL-MAN | SCR | D0010101 SH2 | OPEN | CLOSED | Ammonia | 1/2 | no data
01-VAQA819 | no data | no data | no data | AMMONIA LINE TO INJ-101 ISOLATION VALVE | BALL-MAN | SCR | D0010101 SH2 | no data | no data | Ammonia | 1/2 | no data
01-VAQA820 | no data | no data | no data | AMMONIA LINE TO INJ-102 ISOLATION VALVE | BALL-MAN | SCR | D0010101 SH2 | no data | no data | Ammonia | 1/2 | no data
01-VAQA821 | no data | no data | no data | AMMONIA LINE TO INJ-103 ISOLATION VALVE | BALL-MAN | SCR | D0010101 SH2 | no data | no data | Ammonia | 1/2 | no data
01-VAQA822 | no data | no data | no data | AMMONIA LINE TO INJ-104 ISOLATION VALVE | BALL-MAN | SCR | D0010101 SH2 | no data | no data | Ammonia | 1/2 | no data
01-VAQA823 | no data | no data | no data | AMMONIA LINE TO INJ-105 ISOLATION VALVE | BALL-MAN | SCR | D0010101 SH2 | no data | no data | Ammonia | 1/2 | no data
01-VSCR803 | no data | no data | no data | MANIFOLD DRAIN VALVE | BALL-MAN | SCR | D0010102 SH1 & SH2 | no data | no data | Ammonia | 1.0 | no data
01-VSCR804 | no data | no data | no data | MANIFOLD PI ISOLATION VALVE | GATE-MAN | SCR | D0010102 SH1 & SH2 | no data | no data | Ammonia | 1/2 | no data
01-SP-804 | no data | no data | no data | 2 VALVE MANIFOLD | 2 VALVE-MAN | SCR | D0010102 SH1 & SH2 | no data | no data | Ammonia | 1/2 | no data
01-FE-SCR801THRUFE-SCR836 | no data | no data | no data | PROCESS GAS ORIFICE PLATE | ORIFICE | SCR | D0010102 SH1 & SH2 | no data | no data | Ammonia | 3.0 | no data
01-SP-801THRUSP-836 | no data | no data | no data | PROCESS GAS 3 VALVE MANIFOLD PDI-SCR801 THRU PDI-SCR- 836 DPI | 3 VALVE-MAN | SCR | D0010102 SH1 & SH2 | no data | no data | Ammonia | 1/2 | no data
01-VSCR805THRUVSCR840 | no data | no data | no data | TAKE OFF BALANCING BUTTERFLY VALVE | BUTTERFLY-MAN | SCR | D0010102 SH1 & SH2 | no data | no data | Ammonia | 3.0 | no data
01-VINA800 | no data | no data | no data | SVA-806 ISOLATION BALL VALVE | BALL-MAN | SCR | D0010101 SH2 | no data | no data | Ammonia | 1/2 | no data
01-YV-SVA-803 | no data | no data | no data | PLANT AIR LINE BLOCK VALVE | BALL-PAV | SCR | D0010101 SH2 | no data | no data | Ammonia | 1" | no data
01-VINA801 | no data | no data | no data | 0X-1"-INA-8006 DRAIN BALL VALVE | BALL-MAN | SCR | D0010101 SH2 | no data | no data | Ammonia | 1/2 | no data
01-PRV-SVA-800 | no data | no data | no data | PRESSURE REGULATING VALVE | REGULATING PAV | SCR | D0010101 SH2 | no data | no data | Ammonia | 1" | no data
01-VINA802 | no data | no data | no data | INJ-101 ISOLATION BALL VALVE | BALL-MAN | SCR | D0010101 SH2 | no data | no data | Ammonia | 1/2 | no data
01-VINA818 | no data | no data | no data | INJ-101-IA FLOW CONTROL VALVE | ANGLE SEAT-MAN | SCR | D0010101 SH2 | no data | no data | Ammonia | 1/2 | no data
01-VINA803 | no data | no data | no data | INJ-102 ISOLATION BALL VALVE | BALL-MAN | SCR | D0010101 SH2 | no data | no data | Ammonia | 1/2 | no data
01-VINA819 | no data | no data | no data | INJ-101-IA FLOW CONTROL VALVE | ANGLE SEAT-MAN | SCR | D0010101 SH2 | no data | no data | Ammonia | 1/2 | no data
01-VINA804 | no data | no data | no data | INJ-103 ISOLATION BALL VALVE | BALL-MAN | SCR | D0010101 SH2 | no data | no data | Ammonia | 1/2 | no data
01-VINA820 | no data | no data | no data | INJ-101-IA FLOW CONTROL VALVE | ANGLE SEAT-MAN | SCR | D0010101 SH2 | no data | no data | Ammonia | 1/2 | no data
01-VINA805 | no data | no data | no data | INJ-104 ISOLATION BALL VALVE | BALL-MAN | SCR | D0010101 SH2 | no data | no data | Ammonia | 1/2 | no data
01-VINA821 | no data | no data | no data | INJ-101-IA FLOW CONTROL VALVE | ANGLE SEAT-MAN | SCR | D0010101 SH2 | no data | no data | Ammonia | 1/2 | no data
01-VINA806 | no data | no data | no data | INJ-105 ISOLATION BALL VALVE | BALL-MAN | SCR | D0010101 SH2 | no data | no data | Ammonia | 1/2 | no data
01-VINA822 | no data | no data | no data | INJ-101-IA FLOW CONTROL VALVE | ANGLE SEAT-MAN | SCR | D0010101 SH2 | no data | no data | Ammonia | 1/2 | no data
01-VINA807 | no data | no data | no data | SOV-AQA-805 ISOLATION BALL VALVE | BALL-MAN | SCR | D0010101 SH2 | no data | no data | Ammonia | 1/2 | no data
01-VINA808 | no data | no data | no data | SOV-AQA-804 ISOLATION BALL VALVE | BALL-MAN | SCR | D0010101 SH2 | no data | no data | Ammonia | 1/2 | no data
01-VINA809 | no data | no data | no data | FCV-AQA-803 ISOLATION BALL VALVE | BALL-MAN | SCR | D0010101 SH2 | no data | no data | Ammonia | 1/2 | no data
01-VINA810 | no data | no data | no data | SOV-SCR-801A ISOLATION BALL VALVE | BALL-MAN | SCR | D0010101 SH2 | no data | no data | Ammonia | 1/2 | no data
01-VINA811 | no data | no data | no data | SOV-SCR-801B ISOLATION BALL VALVE | BALL-MAN | SCR | D0010101 SH2 | no data | no data | Ammonia | 1/2 | no data
01-VINA812 | no data | no data | no data | SOV-SCR-804A ISOLATION BALL VALVE | BALL-MAN | SCR | D0010101 SH2 | no data | no data | Ammonia | 1/2 | no data
01-VINA813 | no data | no data | no data | SOV-SCR-804B ISOLATION BALL VALVE | BALL-MAN | SCR | D0010101 SH2 | no data | no data | Ammonia | 1/2 | no data
01-VINA814 | no data | no data | no data | SOV-SCR-805A ISOLATION BALL VALVE | BALL-MAN | SCR | D0010101 SH2 | no data | no data | Ammonia | 1/2 | no data
01-VINA815 | no data | no data | no data | SOV-SCR-805B ISOLATION BALL VALVE | BALL-MAN | SCR | D0010101 SH2 | no data | no data | Ammonia | 1/2 | no data
01-VINA816 | no data | no data | no data | SOV-SCR-806A ISOLATION BALL VALVE | BALL-MAN | SCR | D0010101 SH2 | no data | no data | Ammonia | 1/2 | no data
01-VINA817 | no data | no data | no data | SOV-SCR-806B ISOLATION BALL VALVE | BALL-MAN | SCR | D0010101 SH2 | no data | no data | Ammonia | 1/2 | no data
01-VINA823 | no data | no data | no data | INJ-101 IA CHECK VALVE | CHECK-MAN | SCR | D0010101 SH2 | no data | no data | Ammonia | 1/2 | no data
01-VINA824 | no data | no data | no data | INJ-102 IA CHECK VALVE | CHECK-MAN | SCR | D0010101 SH2 | no data | no data | Ammonia | 1/2 | no data
01-VINA825 | no data | no data | no data | INJ-103 IA CHECK VALVE | CHECK-MAN | SCR | D0010101 SH2 | no data | no data | Ammonia | 1/2 | no data
01-VINA826 | no data | no data | no data | INJ-104 IA CHECK VALVE | CHECK-MAN | SCR | D0010101 SH2 | no data | no data | Ammonia | 1/2 | no data
01-VINA827 | no data | no data | no data | INJ-105 IA CHECK VALVE | CHECK-MAN | SCR | D0010101 SH2 | no data | no data | Ammonia | 1/2 | no data
00-PCV-AXS999 | no data | no data | no data | Observation Port Air Regulator | no data | Aux Boiler | 627-02455-7 | no data | no data | Air | 1/4" | no data
00-MFD-AXS900 | no data | no data | no data | Boiler Exit Flue Gas Pressure Transmitter 2-Valve Manifold | no data | Aux Boiler | 627-02455-7 | no data | no data | Flue Gas | 1/2" | no data
00-VAXS870 | no data | no data | no data | Boiler Exit Flue Gas Pressure Transmitter Root Valve | no data | Aux Boiler | 627-02455-7 | no data | no data | Flue Gas | 3/4" | no data
00-MFD-AXS901 | no data | no data | no data | 5-Valve Manifold for Feedwater Flow Transmitter | no data | Aux Boiler | 627-02455-3 | no data | no data | Feedwater | 1/2" | no data
00-VAXS900 | no data | no data | no data | Feedwater Flow Transmitter Root Valve | no data | Aux Boiler | 627-02455-3 | no data | no data | Feedwater | 1/2" | no data
00-VAXS901 | no data | no data | no data | Feedwater Flow Transmitter Root Valve | no data | Aux Boiler | 627-02455-3 | no data | no data | Feedwater | 1/2" | no data
00-MOV-AXS900 | AUX BOILER FWCV ISOLATION MOTOR OPERATED VALVE | AUX BOILER BUILDING AREA | no data | FWCV Isolation Motor Operated Valve | Motor | Aux Boiler | 627-02455-3 | OPEN | CLOSED | Feedwater | 3" | no data
00-VAXS902 | AUX BOILER FWCV ISOLATION | AUX BOILER BUILDING AREA | no data | FWCV Isolation | no data | Aux Boiler | 627-02455-3 | OPEN | CLOSED | Feedwater | 3" | no data
00-VAXS903 | AUX BOILER FWCV PIPING DRAIN | AUX BOILER BUILDING AREA | no data | FWCV Piping Drain | no data | Aux Boiler | 627-02455-3 | CLOSED | OPEN | Feedwater | 3/4" | no data
00-FCV-AXS900 | AUX BOILER FEEDWATER CONTROL VALVE (FWCV) | AUX BOILER BUILDING AREA | no data | Feedwater Control Valve (FWCV) | Pneumatic | Aux Boiler | 627-02455-3 | OPEN | CLOSED | Feedwater | 3" | no data
00-VAXS904 | AUX BOILER FWCV PIPING DRAIN | AUX BOILER BUILDING AREA | no data | FWCV Piping Drain | no data | Aux Boiler | 627-02455-3 | CLOSED | OPEN | Feedwater | 3/4" | no data
00-VAXS905 | AUX BOILER FWCV ISOLATION | AUX BOILER BUILDING AREA | no data | FWCV Isolation | no data | Aux Boiler | 627-02455-3 | OPEN | CLOSED | Feedwater | 3" | no data
00-VAXS906 | AUX BOILER FWCV BYPASS | AUX BOILER BUILDING AREA | no data | FWCV Bypass | no data | Aux Boiler | 627-02455-3 | CLOSED | CLOSED | Feedwater | 1.5" | no data
00-VAXS907 | no data | no data | no data | Feedwater Check Valve | no data | Aux Boiler | 627-02455-3 | no data | no data | Feedwater | 3" | no data
00-VAXS908 | AUX BOILER FEEDWATER STOP VALVE | AUX BOILER BUILDING AREA | no data | Feedwater Stop Valve | no data | Aux Boiler | 627-02455-3 | OPEN | CLOSED | Feedwater | 3" | no data
00-VAXS954 | AUX BOILER ECONOMIZER INLET HEADER DRAIN VALVE | AUX BOILER BUILDING AREA | no data | Economizer Inlet Header Drain Valve | no data | Aux Boiler | 627-02455-3 | CLOSED | OPEN | Feedwater | 3/4" | no data
00-VAXS909 | AUX BOILER ECONOMIZER OUTLET HEADER VENT VALVE | AUX BOILER BUILDING AREA | no data | Economizer Outlet Header Vent Valve | no data | Aux Boiler | 627-02455-3 | CLOSED | OPEN | Feedwater | 3/4" | no data
00-VAXS910 | AUX BOILER ECONOMIZER LOWER HEADER DRAIN VALVE | AUX BOILER BUILDING AREA | no data | Economizer Lower Header Drain Valve | no data | Aux Boiler | 627-02455-3 | CLOSED | OPEN | Feedwater | 3/4" | no data
00-VAXS911 | AUX BOILER FEEDWATER DRAIN VALVE | AUX BOILER BUILDING AREA | no data | Feedwater Drain Valve | no data | Aux Boiler | 627-02455-3 | CLOSED | OPEN | Feedwater | 3/4" | no data
00-VAXS912 | AUX BOILER NITROGEN PURGE STOP VALVE | AUX BOILER BUILDING AREA | no data | Nitrogen purge Stop Valve | no data | Aux Boiler | 627-02455-3 | CLOSED | CLOSED | Nitrogen | 1/2" | no data
00-VAXS913 | no data | no data | no data | Nitrogen Purge Check Valve | no data | Aux Boiler | 627-02455-3 | no data | no data | Nitrogen | 1/2" | no data
00-PSV-AXS900 | no data | no data | no data | Drum Safety #1 | no data | Aux Boiler | 627-02455-3 | no data | no data | Sat. Steam | 3 x 4 | no data
00-PSV-AXS901 | no data | no data | no data | Drum Safety #2 | no data | Aux Boiler | 627-02455-3 | no data | no data | Sat. Steam | 2.5 x 4 | no data
00-VAXS914 | AUX BOILER DRUM VENT | AUX BOILER BUILDING AREA | no data | Drum Vent | no data | Aux Boiler | 627-02455-3 | CLOSED | OPEN | Sat. Steam | 1" | no data
00-MFD-AXS902 | no data | no data | no data | Drum Pressure Transmitter 2-Valve Manifold | no data | Aux Boiler | 627-02455-3 | no data | no data | Sat. Steam / Water | 1/2" | no data
00-VAXS915 | no data | no data | no data | Drum Pressure Transmitter Isolation Valve | no data | Aux Boiler | 627-02455-3 | no data | no data | Sat. Steam / Water | 1/2" | no data
00-MFD-AXS903 | no data | no data | no data | Drum Pressure Transmitter 2-Valve Manifold | no data | Aux Boiler | 627-02455-3 | no data | no data | Sat. Steam / Water | 1/2" | no data
00-VAXS916 | no data | no data | no data | Drum Pressure Transmitter Isolation Valve | no data | Aux Boiler | 627-02455-3 | no data | no data | Sat. Steam / Water | 1/2" | no data
00-MFD-AXS904 | no data | no data | no data | Drum Pressure Gauge 2-Valve Manifold | no data | Aux Boiler | 627-02455-3 | no data | no data | Sat. Steam / Water | 1/2" | no data
00-VAXS917 | AUX BOILER DRUM PRESSURE TEST VALVE | AUX BOILER BUILDING AREA | no data | Drum Pressure Test Valve | no data | Aux Boiler | 627-02455-3 | OPEN | CLOSED | Sat. Steam / Water | 1/2" | no data
00-VAXS918 | AUX BOILER CAPACITIVE PROBE COLUMN DRAIN VALVE | AUX BOILER BUILDING AREA | no data | Capacitive Probe Column Drain Valve | no data | Aux Boiler | 627-02455-3 | CLOSED | OPEN | Sat. Steam / Water | 3/4" | no data
00-VAXS919 | AUX BOILER CAPACITIVE PROBE COLUMN DRAIN VALVE | AUX BOILER BUILDING AREA | no data | Capacitive Probe Column Drain Valve | no data | Aux Boiler | 627-02455-3 | CLOSED | OPEN | Sat. Steam / Water | 3/4" | no data
00-VAXS920 | AUX BOILER GAGE GLASS ISOLATION VALVE | AUX BOILER BUILDING AREA | no data | Gage Glass Isolation Valve | no data | Aux Boiler | 627-02455-3 | OPEN | CLOSED | Sat. Steam / Water | 3/4" | no data
00-VAXS921 | AUX BOILER GAGE GLASS ISOLATION VALVE | AUX BOILER BUILDING AREA | no data | Gage Glass Isolation Valve | no data | Aux Boiler | 627-02455-3 | OPEN | CLOSED | Sat. Steam / Water | 3/4" | no data
00-VAXS922 | AUX BOILER GAGE GLASS DRAIN VALVE | AUX BOILER BUILDING AREA | no data | Gage Glass Drain Valve | no data | Aux Boiler | 627-02455-3 | CLOSED | OPEN | Sat. Steam / Water | 3/4" | no data
00-VAXS923 | AUX BOILER GAGE GLASS DRAIN VALVE | AUX BOILER BUILDING AREA | no data | Gage Glass Drain Valve | no data | Aux Boiler | 627-02455-3 | CLOSED | OPEN | Sat. Steam / Water | 3/4" | no data
00-VAXS924 | no data | no data | no data | Drum Level Transmitter Isolation Valve | no data | Aux Boiler | 627-02455-3 | no data | no data | Sat. Steam / Water | 3/4" | no data
00-VAXS925 | no data | no data | no data | Drum Level Transmitter Isolation Valve | no data | Aux Boiler | 627-02455-3 | no data | no data | Sat. Steam / Water | 3/4" | no data
00-MFD-AXS905 | no data | no data | no data | Drum Level Transmitter 5-Valve Manifold | no data | Aux Boiler | 627-02455-3 | no data | no data | Sat. Steam / Water | 1/2" | no data
00-VAXS926 | no data | no data | no data | Drum Level Transmitter Isolation Valve | no data | Aux Boiler | 627-02455-3 | no data | no data | Sat. Steam / Water | 3/4" | no data
00-VAXS927 | no data | no data | no data | Drum Level Transmitter Isolation Valve | no data | Aux Boiler | 627-02455-3 | no data | no data | Sat. Steam / Water | 3/4" | no data
00-MFD-AXS906 | no data | no data | no data | Drum Level Transmitter 5-Valve Manifold | no data | Aux Boiler | 627-02455-3 | no data | no data | Sat. Steam / Water | 1/2" | no data
00-VAXS928 | no data | no data | no data | Drum Level Transmitter Isolation Valve | no data | Aux Boiler | 627-02455-3 | no data | no data | Sat. Steam / Water | 3/4" | no data
00-VAXS929 | no data | no data | no data | Drum Level Transmitter Isolation Valve | no data | Aux Boiler | 627-02455-3 | no data | no data | Sat. Steam / Water | 3/4" | no data
00-MFD-AXS907 | no data | no data | no data | Drum Level Transmitter 5-Valve Manifold | no data | Aux Boiler | 627-02455-3 | no data | no data | Sat. Steam / Water | 1/2" | no data
00-VAXS930 | no data | no data | no data | Drum Level Transmitter Isolation Valve | no data | Aux Boiler | 627-02455-3 | no data | no data | Sat. Steam / Water | 3/4" | no data
00-VAXS931 | no data | no data | no data | Drum Level Transmitter Isolation Valve | no data | Aux Boiler | 627-02455-3 | no data | no data | Sat. Steam / Water | 3/4" | no data
00-MFD-AXS908 | no data | no data | no data | Drum Level Transmitter 5-Valve Manifold | no data | Aux Boiler | 627-02455-3 | no data | no data | Sat. Steam / Water | 1/2" | no data
00-VAXS932 | AUX BOILER CONTINUOUS BLOWDOWN STOP VALVE | AUX BOILER BUILDING AREA | no data | Continuous Blowdown Stop Valve | no data | Aux Boiler | 627-02455-3 | OPEN | CLOSED | Sat. Water | 1" | no data
00-VAXS933 | AUX BOILER CONTINUOUS BLOWDOWN CONDUCTIVITY STATION BLOCK VALVE | AUX BOILER BUILDING AREA | no data | Continuous Blowdown Conductivity Station Block Valve | no data | Aux Boiler | 627-02455-3 | OPEN | CLOSED | Sat. Water | 1" | no data
00-VAXS934 | AUX BOILER CONTINUOUS BLOWDOWN CONDUCTIVITY SHUTOFF VALVE | AUX BOILER BUILDING AREA | no data | Continuous Blowdown Conductivity Shutoff Valve | no data | Aux Boiler | 627-02455-5 | OPEN | CLOSED | Sat. Water | 1/2" | no data
00-FCV-AXS901 | no data | no data | no data | Continuous Blowdown Conductivity Automated Control Valve | no data | Aux Boiler | 627-02455-5 | no data | no data | Sat. Water | 1/2" | no data
00-VAXS935 | AUX BOILER CONTINUOUS BLOWDOWN CONDUCTIVITY SHUTOFF VALVE | AUX BOILER BUILDING AREA | no data | Continuous Blowdown Conductivity Shutoff Valve | no data | Aux Boiler | 627-02455-5 | OPEN | CLOSED | Sat. Water | 1/2" | no data
00-VAXS936 | AUX BOILER CONTINUOUS BLOWDOWN CONDUCTIVITY CONTROL BYPASS VALVE | AUX BOILER BUILDING AREA | no data | Continuous Blowdown Conductivity Control Bypass Valve | no data | Aux Boiler | 627-02455-5 | CLOSED | CLOSED | Sat. Water | 1/2" | no data
00-VAXS937 | AUX BOILER CONTINUOUS BLOWDOWN DRAIN VALVE | AUX BOILER BUILDING AREA | no data | Continuous Blowdown Drain Valve | no data | Aux Boiler | 627-02455-5 | CLOSED | OPEN | Sat. Water | 3/4" | no data
00-VAXS938 | AUX BOILER BOTTOM BLOWDOWN VALVE (WEST) | AUX BOILER BUILDING AREA | no data | Bottom Blowdown Valve | no data | Aux Boiler | 627-02455-3 | OPEN | CLOSED | Sat. Water | 1.5" | no data
00-FCV-AXS938 | no data | no data | no data | Bottom Blowdown Control Valve | Pneumatic | Aux Boiler | 627-02455-3 | no data | no data | Sat. Water | 1.5" | no data
00-VAXS939 | AUX BOILER BOTTOM BLOWDOWN VALVE (EAST) | AUX BOILER BUILDING AREA | no data | Bottom Blowdown Valve | no data | Aux Boiler | 627-02455-3 | OPEN | CLOSED | Sat. Water | 1.5" | no data
00-FCV-AXS939 | no data | no data | no data | Bottom Blowdown Control Valve | Pneumatic | Aux Boiler | 627-02455-3 | no data | no data | Sat. Water | 1.5" | no data
00-VAXS940 | AUX BOILER BOTTOM BLOWDOWN DRAIN VALVE | AUX BOILER BUILDING AREA | no data | Bottom Blowdown Drain Valve | no data | Aux Boiler | 627-02455-3 | CLOSED | OPEN | Sat. Water | 1" | no data
00-MFD-AXS916 | no data | no data | no data | Blowdown Tank Pressure Transmitter 2-Valve Manifold | no data | Aux Boiler | 627-02455-5 | no data | no data | Sat. Water | 1/2" | no data
00-VAXS941 | AUX BOILER BLOWDOWN TANK PRESSURE GAUGE ISOLATION VALVE | AUX BOILER BUILDING AREA | no data | Blowdown Tank Pressure Gauge Isolation Valve | no data | Aux Boiler | 627-02455-5 | OPEN | CLOSED | Sat. Water | - | no data
00-VAXS942 | no data | no data | no data | Blowdown Tank Level Gauge Isolation Valve | no data | Aux Boiler | 627-02455-5 | no data | no data | Sat. Water | - | no data
00-VAXS943 | no data | no data | no data | Blowdown Tank Level Gauge Isolation Valve | no data | Aux Boiler | 627-02455-5 | no data | no data | Sat. Water | - | no data
00-VAXS944 | no data | no data | no data | Blowdown Tank Drain | no data | Aux Boiler | 627-02455-5 | no data | no data | Sat. Water | 2" | no data
00-VAXS945 | no data | no data | no data | Cooling Water Inlet Isolation Valve | no data | Aux Boiler | 627-02455-5 | no data | no data | Cooling Water | 2.5" | no data
00-VAXS882 | AUX BOILER PEGGING STEAM TRAP ISOLATION VALVE OUTLET | AUX BOILER BUILDING AREA | no data | Cooling Water Inlet Strainer Drain Valve | no data | Aux Boiler | 627-02455-5 | OPEN | CLOSED | Cooling Water | 1" | no data
00-TCV-AXS906 | no data | no data | no data | Cooling Water Temperature Control Valve | Pneumatic | Aux Boiler | 627-02455-5 | no data | no data | Cooling Water | 2" | no data
00-VAXS946 | no data | no data | no data | Cooling Water Outlet Isolation Valve | no data | Aux Boiler | 627-02455-5 | no data | no data | Cooling Water | 2.5" | no data
00-VAXS947 | no data | no data | no data | Cooling Water Outlet Bypass Valve | no data | Aux Boiler | 627-02455-5 | no data | no data | Cooling Water | 2" | no data
00-VAXS948 | no data | no data | no data | Main Steam Non-Return Valve | no data | Aux Boiler | 627-02455-4 | no data | no data | Sat. Steam | 8" | no data
00-VAXS949 | no data | no data | no data | Main Steam Spool Piece Drain Valve | no data | Aux Boiler | 627-02455-4 | no data | no data | Sat. Steam | 3/4" | no data
00-MOV-AXS901 | AUX BLR MAIN STEAM STOP MOV 480VAC | 02-LVB-PPL-1215, BR 7 PIPE RACK 1 BY STARTUP HTR | no data | Main Steam Stop Valve | Motor | Aux Boiler | 627-02455-4 | CLOSED | OPEN | Sat. Steam | 8" | no data
00-MFD-AXS823 | no data | no data | no data | Main Steam Flow Transmitter 5-Valve Manifold | no data | Aux Boiler | 627-02455-4 | no data | no data | Sat. Steam | 1/2" | no data
00-VAXS823 | AUX BOILER NATURAL GAS MAIN LINE PRESSURE GAUGE MANIFOLD | AUX BOILER BUILDING AREA | no data | Steam Flow Transmitter Root Valve | no data | Aux Boiler | 627-02455-4 | OPEN | CLOSED | Sat. Steam | 1/2" | no data
00-VAXS823 | AUX BOILER NATURAL GAS MAIN LINE PRESSURE GAUGE MANIFOLD | AUX BOILER BUILDING AREA | no data | Steam Flow Transmitter Root Valve | no data | Aux Boiler | 627-02455-4 | OPEN | CLOSED | Sat. Steam | 1/2" | no data
00-MFD-AXS824 | no data | no data | no data | Main Steam Header Pressure Transmitter 2-Valve Manifold | no data | Aux Boiler | 627-02455-4 | no data | no data | Sat. Steam | 1/2" | no data
00-VAXS824 | AUX BOILER STABILIZING GAS LINE TEST POINT MANUAL VALVE | AUX BOILER BUILDING AREA | no data | Main Steam Header Pressure Transmitter Root Valve | no data | Aux Boiler | 627-02455-4 | CLOSED | CLOSED | Sat. Steam | 1/2" | no data
00-VAXS953 | no data | no data | no data | Boiler Start Up Vent Isolation Valve | no data | Aux Boiler | 627-02455-4 | no data | no data | Sat. Steam | 3" | no data
00-SOV-AXS902 | no data | no data | no data | Boiler Start up Vent Automated Isolation Valve | Pneumatic | Aux Boiler | 627-02455-4 | no data | no data | Sat. Steam | 3" | no data
00-FCV-AXS903 | no data | no data | no data | Boiler Start Up Vent Control Valve | Pneumatic | Aux Boiler | 627-02455-4 | no data | no data | Sat. Steam | 6" | no data
00-VAXS956 | no data | no data | no data | DA Vent Valve | no data | Aux Boiler | 627-02455-6 | no data | no data | Sat. Steam / Water | 2" | no data
00-MFD-AXS911 | no data | no data | no data | DA Vessel Pressure Transmitter 2-Valve Manifold | no data | Aux Boiler | 627-02455-6 | no data | no data | Sat. Steam / Water | 1/2" | no data
00-VAXS957 | no data | no data | no data | DA Vessel Pressure Transmitter Root Valve | no data | Aux Boiler | 627-02455-6 | no data | no data | Sat. Steam / Water | 1/2" | no data
00-VAXS958 | no data | no data | no data | DA Vessel Pressure Test Valve | no data | Aux Boiler | 627-02455-6 | no data | no data | Sat. Steam / Water | 1/2" | no data
00-MFD-AXS912 | no data | no data | no data | DA Vessel Pressure Gauge 2-Valve Manifold | no data | Aux Boiler | 627-02455-6 | no data | no data | Sat. Steam / Water | 1/2" | no data
00-PSV-AXS902 | no data | no data | no data | DA Safety Valve #1 | no data | Aux Boiler | 627-02455-6 | no data | no data | Sat. Steam / Water | 3" | no data
00-PSV-AXS903 | no data | no data | no data | DA Safety Valve #2 | no data | Aux Boiler | 627-02455-6 | no data | no data | Sat. Steam / Water | 3" | no data
00-VAXS959 | no data | no data | no data | DA Vessel Drain Valve | no data | Aux Boiler | 627-02455-6 | no data | no data | Sat. Steam / Water | 2" | no data
00-VAXS960 | no data | no data | no data | Gauge Glass "A" Isolation Valve | no data | Aux Boiler | 627-02455-6 | no data | no data | Sat. Steam / Water | 3/4" | no data
00-VAXS961 | no data | no data | no data | Gauge Glass "A" Isolation Valve | no data | Aux Boiler | 627-02455-6 | no data | no data | Sat. Steam / Water | 3/4" | no data
00-VAXS962 | no data | no data | no data | Gauge Glass "A" Drain Valve | no data | Aux Boiler | 627-02455-6 | no data | no data | Sat. Steam / Water | 1/4" | no data
00-VAXS963 | no data | no data | no data | Gauge Glass "B" Isolation Valve | no data | Aux Boiler | 627-02455-6 | no data | no data | Sat. Steam / Water | 3/4" | no data
00-VAXS964 | no data | no data | no data | Gauge Glass "B" Isolation Valve | no data | Aux Boiler | 627-02455-6 | no data | no data | Sat. Steam / Water | 3/4" | no data
00-VAXS965 | no data | no data | no data | Gauge Glass "B" Drain Valve | no data | Aux Boiler | 627-02455-6 | no data | no data | Sat. Steam / Water | 1/4" | no data
00-VAXS966 | no data | no data | no data | Gauge Glass "C" Isolation Valve | no data | Aux Boiler | 627-02455-6 | no data | no data | Sat. Steam / Water | 3/4" | no data
00-VAXS967 | no data | no data | no data | Gauge Glass "C" Isolation Valve | no data | Aux Boiler | 627-02455-6 | no data | no data | Sat. Steam / Water | 3/4" | no data
00-VAXS968 | no data | no data | no data | Gauge Glass "C" Drain Valve | no data | Aux Boiler | 627-02455-6 | no data | no data | Sat. Steam / Water | 1/4" | no data
00-VAXS969 | no data | no data | no data | DA Vessel Level Transmitter Isolation Valve | no data | Aux Boiler | 627-02455-6 | no data | no data | Sat. Steam / Water | 1/2" | no data
00-VAXS970 | no data | no data | no data | DA Vessel Level Transmitter Isolation Valve | no data | Aux Boiler | 627-02455-6 | no data | no data | Sat. Steam / Water | 1/2" | no data
00-MFD-AXS913 | no data | no data | no data | DA Vessel Level Transmitter 3-Valve Manifold | no data | Aux Boiler | 627-02455-6 | no data | no data | Sat. Steam / Water | 1/2" | no data
00-V-CCF900 | no data | no data | no data | Chemical Feed Check Valve | no data | Aux Boiler | 627-02455-6 | no data | no data | Aqueous Ammonia | 1/2" | no data
00-V-CCF901 | no data | no data | no data | Chemical Feed Stop Valve | no data | Aux Boiler | 627-02455-6 | no data | no data | Aqueous Ammonia | 1/2" | no data
00-V-CCF902 | no data | no data | no data | Chemical Feed Vent Valve | no data | Aux Boiler | 627-02455-6 | no data | no data | Aqueous Ammonia | 1/2" | no data
00-VAXS975 | no data | no data | no data | Makeup Water LCV Inlet Isolation Valve | no data | Aux Boiler | 627-02455-6 | no data | no data | Water | 2.5" | no data
00-VAXS976 | no data | no data | no data | Makeup Water LCV Strainer Drain Valve | no data | Aux Boiler | 627-02455-6 | no data | no data | Water | 1" | no data
00-VAXS977 | no data | no data | no data | Makeup Water LCV Inlet Drain Valve | no data | Aux Boiler | 627-02455-6 | no data | no data | Water | 3/4" | no data
00-FCV-AXS905 | no data | no data | no data | Makeup Water Level Control Valve | Pneumatic | Aux Boiler | 627-02455-6 | no data | no data | Water | 1.5" | no data
00-PCV-AXS905 | no data | no data | no data | Makeup Water Level Control Valve - Air Regulator | no data | Aux Boiler | 627-02455-6 | no data | no data | Water | - | no data
00-VAXS978 | no data | no data | no data | Makeup Water LCV Outlet Isolation Valve | no data | Aux Boiler | 627-02455-6 | no data | no data | Water | 2.5" | no data
00-VAXS979 | no data | no data | no data | Makeup Water LCV Bypass Valve | no data | Aux Boiler | 627-02455-6 | no data | no data | Water | 2" | no data
00-VAXS980 | no data | no data | no data | Makeup Water LCV Outlet Drain Valve | no data | Aux Boiler | 627-02455-6 | no data | no data | Water | 3/4" | no data
00-VAXS981 | no data | no data | no data | Makeup Water Check Valve | no data | Aux Boiler | 627-02455-6 | no data | no data | Water | 2.5" | no data
00-VAXS982 | no data | no data | no data | Pump "A" Suction Isolation Valve | no data | Aux Boiler | 627-02455-6 | no data | no data | Sat. Water | 4" | no data
00-VAXS971 | no data | no data | no data | Pump "A" Suction Strainer Drain Valve | no data | Aux Boiler | 627-02455-6 | no data | no data | Sat. Water | 1/2" | no data
00-VAXS983 | no data | no data | no data | Pump "A" Suction Pressure Gauge Isolation Valve | no data | Aux Boiler | 627-02455-6 | no data | no data | Sat. Water | 1/2" | no data
00-VAXS984 | no data | no data | no data | Pump "A" Suction Pressure Switch High Isolation Valve | no data | Aux Boiler | 627-02455-6 | no data | no data | Sat. Water | 1/2" | no data
00-VAXS985 | no data | no data | no data | Pump "A" Suction DP Gauge Isolation Valve | no data | Aux Boiler | 627-02455-6 | no data | no data | Sat. Water | 1/2" | no data
00-VAXS986 | no data | no data | no data | Pump "A" Suction DP Gauge Isolation Valve | no data | Aux Boiler | 627-02455-6 | no data | no data | Sat. Water | 1/2" | no data
00-VAXS987 | no data | no data | no data | Pump "B" Suction Isolation Valve | no data | Aux Boiler | 627-02455-6 | no data | no data | Sat. Water | 4" | no data
00-VAXS972 | no data | no data | no data | Pump "B" Suction Strainer Drain Valve | no data | Aux Boiler | 627-02455-6 | no data | no data | Sat. Water | 1/2" | no data
00-VAXS988 | no data | no data | no data | Pump "B" Suction Pressure Gauge Isolation Valve | no data | Aux Boiler | 627-02455-6 | no data | no data | Sat. Water | 1/2" | no data
00-VAXS989 | no data | no data | no data | Pump "B" Suction Pressure Switch High Isolation Valve | no data | Aux Boiler | 627-02455-6 | no data | no data | Sat. Water | 1/2" | no data
00-VAXS990 | no data | no data | no data | Pump "B" Suction DP Gauge Isolation Valve | no data | Aux Boiler | 627-02455-6 | no data | no data | Sat. Water | 1/2" | no data
00-VAXS991 | AUX BOILER PUMP "B" SUCTION DP GAUGE ISOLATION VALVE | AUX BOILER BUILDING AREA | no data | Pump "B" Suction DP Gauge Isolation Valve | no data | Aux Boiler | 627-02455-6 | OPEN | CLOSED | Sat. Water | 1/2" | no data
00-VAXS992 | AUX BOILER PUMP "A" DISCHARGE DRAIN VALVE | AUX BOILER BUILDING AREA | no data | Pump "A" Discharge Drain Valve | no data | Aux Boiler | 627-02455-6 | CLOSED | OPEN | Sat. Water | 1/2" | no data
00-VAXS993 | AUX BOILER PUMP "A" DISCHARGE PRESSURE GAUGE ISOLATION VALVE | AUX BOILER BUILDING AREA | no data | Pump "A" Discharge Pressure Gauge Isolation Valve | no data | Aux Boiler | 627-02455-6 | OPEN | CLOSED | Sat. Water | 1/2" | no data
00-VAXS994 | no data | no data | no data | Pump "A" Discharge Check Valve | no data | Aux Boiler | 627-02455-6 | no data | no data | Sat. Water | 3" | no data
00-VAXS995 | AUX BOILER PUMP "A" DISCHARGE ISOLATION VALVE | AUX BOILER BUILDING AREA | no data | Pump "A" Discharge Isolation Valve | no data | Aux Boiler | 627-02455-6 | OPEN | CLOSED | Sat. Water | 3" | no data
00-VAXS996 | AUX BOILER PUMP "B" DISCHARGE DRAIN VALVE | AUX BOILER BUILDING AREA | no data | Pump "B" Discharge Drain Valve | no data | Aux Boiler | 627-02455-6 | CLOSED | OPEN | Sat. Water | 1/2" | no data
00-VAXS997 | AUX BOILER PUMP "B" DISCHARGE PRESSURE GAUGE ISOLATION VALVE | AUX BOILER BUILDING AREA | no data | Pump "B" Discharge Pressure Gauge Isolation Valve | no data | Aux Boiler | 627-02455-6 | OPEN | CLOSED | Sat. Water | 1/2" | no data
00-VAXS998 | no data | no data | no data | Pump "B" Discharge Check Valve | no data | Aux Boiler | 627-02455-6 | no data | no data | Sat. Water | 3" | no data
00-VAXS999 | no data | no data | no data | Pump "B" Discharge Isolation Valve | no data | Aux Boiler | 627-02455-6 | no data | no data | Sat. Water | 3" | no data
00-VAXS899 | AUX BOILER PUMP DISCHARGE TEST PRESSURE GAUGE ISOLATION VALVE | AUX BOILER BUILDING AREA | no data | Pump Discharge Test Pressure Gauge Isolation Valve | no data | Aux Boiler | 627-02455-6 | OPEN | CLOSED | Sat. Water | 1/2" | no data
00-MFD-AXS914 | no data | no data | no data | Pump Discharge Pressure Gauge 2-Valve Manifold | no data | Aux Boiler | 627-02455-6 | no data | no data | Sat. Water | 1/2" | no data
00-VAXS898 | AUX BOILER FEEDWATER SAMPLE STOP VALVE | AUX BOILER BUILDING AREA | no data | Feedwater Sample Stop Valve | no data | Aux Boiler | 627-02455-6 | OPEN | CLOSED | Sat. Water | 3/4" | no data
00-VAXS897 | AUX BOILER RECIRCULATION ISOLATION Block VALVE "A" | AUX BOILER BUILDING AREA | no data | Recirculation Isolation Valve "A" | no data | Aux Boiler | 627-02455-6 | OPEN | CLOSED | Sat. Water | 1.5" | no data
00-MOV-AXS904 | no data | no data | no data | Recirculation Isolation Valve MOV "A" | Motor | Aux Boiler | 627-02455-6 | no data | no data | Sat. Water | 1.5" | no data
00-VAXS896 | AUX BOILER RECIRCULATION ISOLATION VALVE "B" | AUX BOILER BUILDING AREA | no data | Recirculation Isolation Valve "B" | no data | Aux Boiler | 627-02455-6 | OPEN | CLOSED | Sat. Water | 1.5" | no data
00-MOV-AXS905 | AUX BOILER RECIRCULATION ISOLATION Block VALVE MOV "B" | AUX BOILER BUILDING AREA | no data | Recirculation Isolation Valve MOV "B" | Motor | Aux Boiler | 627-02455-6 | OPEN | CLOSED | Sat. Water | 1.5" | no data
00-VAXS895 | AUX BOILER FGR ISOLATION VALVE | AUX BOILER BUILDING AREA | no data | Pegging Steam Isolation Stop Valve | no data | Aux Boiler | 627-02455-6 | OPEN | CLOSED | Sat. Steam | 3" | no data
00-VAXS894 | AUX BOILER PEGGING STEAM LINE VENT VALVE | AUX BOILER BUILDING AREA | no data | Pegging Steam Line Vent Valve | no data | Aux Boiler | 627-02455-6 | CLOSED | OPEN | Sat. Steam | 3/4" | no data
00-VAXS861 | AUX BOILER PEGGING STEAM LINE SAMPLE VALVE | AUX BOILER BUILDING AREA | no data | Pegging Steam Line Sample Valve | no data | Aux Boiler | 627-02455-6 | OPEN | CLOSED | Sat. Steam | 3/4" | no data
00-MFD-AXS915 | no data | no data | no data | Pegging Steam Flow Transmitter 5-Valve Manifold | no data | Aux Boiler | 627-02455-6 | no data | no data | Sat. Steam | 1/2" | no data
00-VAXS893 | no data | no data | no data | Pegging Steam Flow Transmitter Root Valve | no data | Aux Boiler | 627-02455-6 | no data | no data | Sat. Steam | 1/2" | no data
00-VAXS892 | no data | no data | no data | Pegging Steam Flow Transmitter Root Valve | no data | Aux Boiler | 627-02455-6 | no data | no data | Sat. Steam | 1/2" | no data
00-VAXS891 | AUX BOILER PEGGING STEAM TRAP ISOLATION VALVE INTLET | AUX BOILER BUILDING AREA | no data | Pegging Steam Trap Isolation Valve Intlet | no data | Aux Boiler | 627-02455-6 | OPEN | CLOSED | Sat. Steam | 3/4" | no data
00-VAXS890 | AUX BOILER COMBUSTION AIR ISOLATION VALVE | AUX BOILER BUILDING AREA | no data | Pegging Steam Trap Isolation Valve Outlet | no data | Aux Boiler | 627-02455-6 | OPEN | CLOSED | Sat. Steam | 3/4" | no data
00-VAXS889 | AUX BOILER PEGGING STEAM TRAP BYPASS VALVE | AUX BOILER BUILDING AREA | no data | Pegging Steam Trap Bypass Valve | no data | Aux Boiler | 627-02455-6 | CLOSED | CLOSED | Sat. Steam | 3/4" | no data
00-VAXS888 | AUX BOILER PEGGING STEAM FCV INLET ISOLATION VALVE | AUX BOILER BUILDING AREA | no data | Pegging Steam FCV Inlet Isolation Valve | no data | Aux Boiler | 627-02455-6 | OPEN | CLOSED | Sat. Steam | 3" | no data
00-FCV-AXS904 | no data | no data | no data | Pressure Reducing Valve | Pneumatic | Aux Boiler | 627-02455-6 | no data | no data | Sat. Steam | 2" | no data
00-VAXS887 | AUX BOILER PEGGING STEAM PCV INLET DRAIN | AUX BOILER BUILDING AREA | no data | Pegging Steam PCV Inlet Drain Inlet Drain Valve | no data | Aux Boiler | 627-02455-6 | CLOSED | OPEN | Sat. Steam | 3/4" | no data
00-VAXS886 | AUX BOILER PEGGING STEAM PCV OUTLET DRAIN VALVE | AUX BOILER BUILDING AREA | no data | Pegging Steam PCV Outlet Drain Valve | no data | Aux Boiler | 627-02455-6 | CLOSED | OPEN | Sat. Steam | 3/4" | no data
00-VAXS879 | AUX BOILER PEGGING STEAM PCV BYPASS VALVE | AUX BOILER BUILDING AREA | no data | Pegging Steam PCV Bypass Valve | no data | Aux Boiler | 627-02455-6 | CLOSED | CLOSED | Sat. Steam | 2.5" | no data
00-VAXS878 | AUX BOILER PEGGING STEAM PCV OUTLET ISOLATION VALVE | AUX BOILER BUILDING AREA | no data | Pegging Steam PCV Outlet Isolation Valve | no data | Aux Boiler | 627-02455-6 | OPEN | CLOSED | Sat. Steam | 3" | no data
00-VAXS877 | AUX BOILER PEGGING STEAM TRAP ISOLATION VALVE INTLET | AUX BOILER BUILDING AREA | no data | Pegging Steam Trap Isolation Valve Intlet | no data | Aux Boiler | 627-02455-6 | OPEN | CLOSED | Sat. Steam | 3/4" | no data
00-VAXS882 | AUX BOILER PEGGING STEAM TRAP ISOLATION VALVE OUTLET | AUX BOILER BUILDING AREA | no data | Pegging Steam Trap Isolation Valve Outlet | no data | Aux Boiler | 627-02455-6 | OPEN | CLOSED | Sat. Steam | 3/4" | no data
00-VAXS876 | AUX BOILER PEGGING STEAM TRAP BYPASS VALVE | AUX BOILER BUILDING AREA | no data | Pegging Steam Trap Bypass Valve | no data | Aux Boiler | 627-02455-6 | CLOSED | CLOSED | Sat. Steam | 3/4" | no data
00-VAXS873 | AUX BOILER PEGGING STEAM LINE DRAIN VALVE | AUX BOILER BUILDING AREA | no data | Pegging Steam Line Drain Valve | no data | Aux Boiler | 627-02455-6 | CLOSED | OPEN | Sat. Steam | 3/4" | no data
00-VAXS830 | AUX BOILER PILOT LINE MANUAL VALVE | AUX BOILER BUILDING AREA | no data | Pilot Line Manual Valve | no data | Aux Boiler | PI-1001 | OPEN | CLOSED | Natural Gas | 3/4" | no data
00-VAXS831 | AUX BOILER PILOT LINE MANUAL ROOT VALVE | AUX BOILER BUILDING AREA | no data | Pilot Line Manual Root Valve | no data | Aux Boiler | PI-1001 | OPEN | CLOSED | Natural Gas | 3/4" | no data
00-VAXS833 | AUX BOILER PILOT LINE TEST POINT MANUAL VALVE | AUX BOILER BUILDING AREA | no data | Pilot Line Test Point Manual Valve | no data | Aux Boiler | PI-1001 | CLOSED | CLOSED | Natural Gas | 3/4" | no data
00-PCV-AXS834 | no data | no data | no data | Pilot Line Pressure Regulator | no data | Aux Boiler | PI-1001 | no data | no data | Natural Gas | 3/4" | no data
00-VAXS835 | AUX BOILER PILOT LINE MANUAL ROOT VALVE | AUX BOILER BUILDING AREA | no data | Pilot Line Manual Root Valve | no data | Aux Boiler | PI-1001 | OPEN | CLOSED | Natural Gas | 3/4" | no data
00-VAXS836 | AUX BOILER PILOT LINE PRESSURE GAUGE MANIFOLD | AUX BOILER BUILDING AREA | no data | Pilot Line Pressure Gauge Manifold | no data | Aux Boiler | PI-1001 | OPEN | CLOSED | Natural Gas | 1/2" | no data
00-YV-AXS837 | AUX BOILER PILOT LINE UPSTREAM SAFETY SHUTOFF VALVE | AUX BOILER BUILDING AREA | no data | Pilot Line Upstream Safety Shutoff Valve | no data | Aux Boiler | PI-1001 | OPEN | CLOSED | Natural Gas | 3/4" | no data
00-YV-AXS838 | AUX BOILER PILOT LINE VENT VALVE | AUX BOILER BUILDING AREA | no data | Pilot Line Vent Valve | no data | Aux Boiler | PI-1001 | CLOSED | OPEN | Natural Gas | 3/4" | no data
00-YV-AXS839 | AUX BOILER PILOT LINE DOWNSTREAM SAFETY SHUTOFF VALVE | AUX BOILER BUILDING AREA | no data | Pilot Line Downstream Safety Shutoff Valve | no data | Aux Boiler | PI-1001 | OPEN | CLOSED | Natural Gas | 3/4" | no data
00-VAXS832 | AUX BOILER PILOT LINE PRESSURE GAUGE MANIFOLD | AUX BOILER BUILDING AREA | no data | Pilot Line Pressure Gauge Manifold | no data | Aux Boiler | PI-1001 | OPEN | CLOSED | Natural Gas | 1/2" | no data
00-VAXS800 | AUX BOILER NATURAL GAS MAIN LINE MANUAL VALVE | AUX BOILER BUILDING AREA | no data | Natural Gas Main Line Manual Valve | no data | Aux Boiler | PI-1001 | OPEN | CLOSED | Natural Gas | 4" | no data
00-VAXS801 | AUX BOILER NATURAL GAS MAIN LINE ROOT MANUAL VALVE | AUX BOILER BUILDING AREA | no data | Natural Gas Main Line Root Manual Valve | no data | Aux Boiler | PI-1001 | OPEN | CLOSED | Natural Gas | 3/4" | no data
00-VAXS802 | AUX BOILER NATURAL GAS MAIN LINE PRESSURE GAUGE MANIFOLD | AUX BOILER BUILDING AREA | no data | Natural Gas Main Line Pressure Gauge Manifold | no data | Aux Boiler | PI-1001 | OPEN | CLOSED | Natural Gas | 1/2" | no data
00-VAXS803 | AUX BOILER NATURAL GAS MAIN LINE TEST POINT MANUAL VALVE | AUX BOILER BUILDING AREA | no data | Natural Gas Main Line Test Point Manual Valve | no data | Aux Boiler | PI-1001 | CLOSED | CLOSED | Natural Gas | 3/4" | no data
00-VAXS808 | AUX BOILER NATURAL GAS MAIN LINE MANUAL DRAIN VALVE | AUX BOILER BUILDING AREA | no data | Natural Gas Main Line Manual Drain Valve | no data | Aux Boiler | PI-1001 | CLOSED | OPEN | Natural Gas | 3/4" | no data
00-PCV-AXS804 | no data | no data | no data | Natural Gas Main Line Pressure Regulator | no data | Aux Boiler | PI-1001 | no data | no data | Natural Gas | 3" | no data
00-VAXS804 | AUX BOILER NATURAL GAS MAIN LINE DRAIN VALVE | AUX BOILER BUILDING AREA | no data | Natural Gas Main Line Drain Valve | no data | Aux Boiler | PI-1001 | CLOSED | OPEN | Natural Gas | 3/4" | no data
00-VAXS806 | AUX BOILER NATURAL GAS MAIN LINE ROOT MANUAL VALVE | AUX BOILER BUILDING AREA | no data | Natural Gas Main Line Root Manual Valve | no data | Aux Boiler | PI-1001 | OPEN | CLOSED | Natural Gas | 3/4" | no data
00-VAXS807 | AUX BOILER NATURAL GAS MAIN LINE ROOT MANUAL VALVE | AUX BOILER BUILDING AREA | no data | Natural Gas Main Line Root Manual Valve | no data | Aux Boiler | PI-1001 | OPEN | CLOSED | Natural Gas | 3/4" | no data
00-VAXS805 | no data | no data | no data | Natural Gas Main Line Flow Transmitter Manifold | no data | Aux Boiler | PI-1001 | no data | no data | Natural Gas | 1/2" | no data
00-VAXS809 | AUX BOILER NATURAL GAS MAIN LINE ROOT MANUAL VALVE | AUX BOILER BUILDING AREA | no data | Natural Gas Main Line Root Manual Valve | no data | Aux Boiler | PI-1001 | OPEN | CLOSED | Natural Gas | 3/4" | no data
00-VAXS810 | AUX BOILER NATURAL GAS MAIN LINE PRESSURE GAUGE MANIFOLD | AUX BOILER BUILDING AREA | no data | Natural Gas Main Line Pressure Gauge Manifold | no data | Aux Boiler | PI-1001 | OPEN | CLOSED | Natural Gas | 1/2" | no data
00-VAXS811 | AUX BOILER NATURAL GAS MAIN LINE ROOT MANUAL VALVE | AUX BOILER BUILDING AREA | no data | Natural Gas Main Line Root Manual Valve | no data | Aux Boiler | PI-1001 | OPEN | CLOSED | Natural Gas | 3/4" | no data
00-YV-AXS815 | AUX BOILER NATURAL GAS MAIN LINE UPSTREAM SAFETY SHUTOFF VALVE | AUX BOILER BUILDING AREA | no data | Natural Gas Main Line Upstream Safety Shutoff Valve | no data | Aux Boiler | PI-1001 | OPEN | CLOSED | Natural Gas | 4" | no data
00-VAXS815 | AUX BOILER NATURAL GAS MAIN LINE LEAK TEST VALVE | AUX BOILER BUILDING AREA | no data | Natural Gas Main Line Leak Test Valve | no data | Aux Boiler | PI-1001 | CLOSED | CLOSED | Natural Gas | 3/4" | no data
00-VAXS816 | AUX BOILER NATURAL GAS VENT LEAK TEST VALVE | AUX BOILER BUILDING AREA | no data | Natural Gas Vent Leak Test Valve | no data | Aux Boiler | PI-1001 | CLOSED | CLOSED | Natural Gas | 2" | no data
00-YV-AXS816 | AUX BOILER NATURAL GAS VENT VALVE | AUX BOILER BUILDING AREA | no data | Natural Gas Vent Valve | no data | Aux Boiler | PI-1001 | CLOSED | OPEN | Natural Gas | 2" | no data
00-YV-AXS817 | AUX BOILER NATURAL GAS MAIN LINE DOWNSTREAM SAFETY SHUTOFF VALVE | AUX BOILER BUILDING AREA | no data | Natural Gas Main Line downstream Safety Shutoff Valve | no data | Aux Boiler | PI-1001 | OPEN | CLOSED | Natural Gas | 4" | no data
00-VAXS817 | AUX BOILER NATURAL GAS MAIN LINE LEAK TEST VALVE | AUX BOILER BUILDING AREA | no data | Natural Gas Main Line Leak Test Valve | no data | Aux Boiler | PI-1001 | CLOSED | CLOSED | Natural Gas | 3/4" | no data
00-VAXS818 | AUX BOILER NATURAL GAS MAIN LINE ROOT MANUAL VALVE | AUX BOILER BUILDING AREA | no data | Natural Gas Main Line Root Manual Valve | no data | Aux Boiler | PI-1001 | OPEN | CLOSED | Natural Gas | 3/4" | no data
00-FCV-AXS820 | AUX BOILER NATURAL GAS MAIN LINE FLOW CONTROL VALVE | AUX BOILER BUILDING AREA | no data | Natural Gas Main Line Flow Control Valve | no data | Aux Boiler | PI-1001 | OPEN | CLOSED | Natural Gas | 3" | no data
00-VAXS821 | AUX BOILER NATURAL GAS MAIN LINE TEST FIRING MANUAL VALVE | AUX BOILER BUILDING AREA | no data | Natural Gas Main Line Test Firing Manual Valve | no data | Aux Boiler | PI-1001 | OPEN | CLOSED | Natural Gas | 4" | no data
00-VAXS822 | AUX BOILER NATURAL GAS MAIN LINE ROOT MANUAL VALVE | AUX BOILER BUILDING AREA | no data | Natural Gas Main Line Root Manual Valve | no data | Aux Boiler | PI-1001 | OPEN | CLOSED | Natural Gas | 3/4" | no data
00-VAXS823 | AUX BOILER NATURAL GAS MAIN LINE PRESSURE GAUGE MANIFOLD | AUX BOILER BUILDING AREA | no data | Natural Gas Main Line Pressure Gauge Manifold | no data | Aux Boiler | PI-1001 | OPEN | CLOSED | Natural Gas | 1/2" | no data
00-VAXSXXX | AUX BOILER NATURAL GAS STAB LINE INTERCONNECTING PIPING DRAIN VAL | AUX BOILER BUILDING AREA | no data | Natural Gas Stab Line Interconnecting Piping Drain Valve | no data | Aux Boiler | PI-1001 | CLOSED | OPEN | Natural Gas | 3/4" | no data
00-VAXS824 | AUX BOILER STABILIZING GAS LINE TEST POINT MANUAL VALVE | AUX BOILER BUILDING AREA | no data | Stabilizing Gas Line Test Point Manual Valve | no data | Aux Boiler | PI-1001 | CLOSED | CLOSED | Natural Gas | 3/4" | no data
00-VAXS825 | AUX BOILER STABILIZING GAS LINE MANUAL CONTROL VALVE | AUX BOILER BUILDING AREA | no data | Stabilizing Gas Line Manual Control Valve | no data | Aux Boiler | PI-1001 | OPEN | CLOSED | Natural Gas | 2-1/2" | no data
00-VAXS826 | AUX BOILER STABILIZING GAS LINE MANUAL CONTROL VALVE | AUX BOILER BUILDING AREA | no data | Stabilizing Gas Line Manual Control Valve | no data | Aux Boiler | PI-1001 | OPEN | CLOSED | Natural Gas | 2-1/2" | no data
00-VAXS827 | no data | no data | no data | Stabilizing Gas Line Check Valve | no data | Aux Boiler | PI-1001 | no data | no data | Natural Gas | 2-1/2" | no data
00-VAXS828 | AUX BOILER STABILIZING GAS LINE TEST POINT MANUAL VALVE | AUX BOILER BUILDING AREA | no data | Stabilizing Gas Line Test Point Manual Valve | no data | Aux Boiler | PI-1001 | OPEN | CLOSED | Natural Gas | 3/4" | no data
00-VAXS841 | AUX BOILER INSTRUMENT AIR MANUAL VALVE | AUX BOILER BUILDING AREA | no data | Instrument Air Manual Valve | no data | Aux Boiler | PI-1001 | OPEN | CLOSED | Instrument Air | 3/4" | no data
00-VAXS842 | AUX BOILER INSTRUMENT AIR TEST POINT MANUAL VALVE | AUX BOILER BUILDING AREA | no data | Instrument Air Test Point Manual Valve | no data | Aux Boiler | PI-1001 | OPEN | CLOSED | Instrument Air | 3/4" | no data
00-PCV-AXS843 | AUX BOILER INSTRUMENT AIR PRESSURE REGULATOR | AUX BOILER BUILDING AREA | no data | Instrument Air Pressure Regulator | no data | Aux Boiler | PI-1001 | OPEN | CLOSED | Instrument Air | 3/4" | no data
00-PSV-AXS843 | AUX BOILER INSTRUMENT AIR PRESSURE RELIEF VALVE | AUX BOILER BUILDING AREA | no data | Instrument Air Pressure Relief Valve | no data | Aux Boiler | PI-1001 | OPEN | CLOSED | Instrument Air | 1"X1" | no data
00-VAXS844 | AUX BOILER INSTRUMENT AIR ROOT VALVE | AUX BOILER BUILDING AREA | no data | Instrument Air Root Valve | no data | Aux Boiler | PI-1001 | OPEN | CLOSED | Instrument Air | 3/4" | no data
00-VAXS845 | AUX BOILER INSTRUMENT AIR PRESSURE GAUGE MANIFOLD | AUX BOILER BUILDING AREA | no data | Instrument Air Pressure Gauge Manifold | no data | Aux Boiler | PI-1001 | OPEN | CLOSED | Instrument Air | 1/2" | no data
00-VAXS846 | AUX BOILER INSTRUMENT AIR DRAIN VALVE | AUX BOILER BUILDING AREA | no data | Instrument Air Drain Valve | no data | Aux Boiler | PI-1001 | CLOSED | CLOSED | Instrument Air | 3/4" | no data
00-VAXS855 | AUX BOILER INSTRUMENT AIR ROOT VALVE | AUX BOILER BUILDING AREA | no data | Instrument Air Root Valve | no data | Aux Boiler | PI-1001 | OPEN | CLOSED | Instrument Air | 3/4" | no data
00-VAXS847 | AUX BOILER INSTRUMENT AIR MANUAL VALVE | AUX BOILER BUILDING AREA | no data | Instrument Air Manual Valve | no data | Aux Boiler | PI-1001 | OPEN | CLOSED | Instrument Air | 1/2" | no data
00-VAXS848 | AUX BOILER INSTRUMENT AIR MANUAL VALVE | AUX BOILER BUILDING AREA | no data | Instrument Air Manual Valve | no data | Aux Boiler | PI-1001 | OPEN | CLOSED | Instrument Air | 1/2" | no data
00-VAXS849 | AUX BOILER INSTRUMENT AIR MANUAL VALVE | AUX BOILER BUILDING AREA | no data | Instrument Air Manual Valve | no data | Aux Boiler | PI-1001 | OPEN | CLOSED | Instrument Air | 1/2" | no data
00-VAXS850 | AUX BOILER INSTRUMENT AIR MANUAL VALVE | AUX BOILER BUILDING AREA | no data | Instrument Air Manual Valve | no data | Aux Boiler | PI-1001 | OPEN | CLOSED | Instrument Air | 1/2" | no data
00-VAXS851 | AUX BOILER INSTRUMENT AIR MANUAL VALVE | AUX BOILER BUILDING AREA | no data | Instrument Air Manual Valve | no data | Aux Boiler | PI-1001 | OPEN | CLOSED | Instrument Air | 1/2" | no data
00-VAXS852 | AUX BOILER INSTRUMENT AIR MANUAL VALVE | AUX BOILER BUILDING AREA | no data | Instrument Air Manual Valve | no data | Aux Boiler | PI-1001 | OPEN | CLOSED | Instrument Air | 1/2" | no data
00-VAXS853 | AUX BOILER INSTRUMENT AIR MANUAL VALVE | AUX BOILER BUILDING AREA | no data | Instrument Air Manual Valve | no data | Aux Boiler | PI-1001 | OPEN | CLOSED | Instrument Air | 1/2" | no data
00-VAXS854 | AUX BOILER INSTRUMENT AIR DRAIN VALVE | AUX BOILER BUILDING AREA | no data | Instrument Air Drain Valve | no data | Aux Boiler | PI-1001 | CLOSED | CLOSED | Instrument Air | 3/4" | no data
00-VAXS856 | AUX BOILER INSTRUMENT AIR MANUAL VALVE | AUX BOILER BUILDING AREA | no data | Instrument Air Manual Valve | no data | Aux Boiler | PI-1001 | OPEN | CLOSED | Instrument Air | 1/2" | no data
00-VAXS857 | AUX BOILER INSTRUMENT AIR MANUAL VALVE | AUX BOILER BUILDING AREA | no data | Instrument Air Manual Valve | no data | Aux Boiler | PI-1001 | OPEN | CLOSED | Instrument Air | 1/2" | no data
00-VAXS863 | AUX BOILER APH STEAM LINE ROOT VALVE | AUX BOILER BUILDING AREA | no data | APH Steam Line Root Valve | no data | Aux Boiler | PI-1002 | OPEN | CLOSED | Saturated Steam | 3/4" | no data
00-VAXS864 | AUX BOILER APH STEAM LINE PRESSURE GAUGE MANIFOLD | AUX BOILER BUILDING AREA | no data | APH Steam Line Pressure Gauge Manifold | no data | Aux Boiler | PI-1002 | OPEN | CLOSED | Saturated Steam | 1/2" | no data
00-VAXS862 | AUX BOILER APH STEAM LINE DRAIN VALVE | AUX BOILER BUILDING AREA | no data | APH Steam Line Drain Valve | no data | Aux Boiler | PI-1002 | CLOSED | OPEN | Saturated Steam | 3/4" | no data
00-VAXS865 | AUX BOILER APH STEAM LINE INLET MANUAL VALVE | AUX BOILER BUILDING AREA | no data | APH Steam Line Inlet Manual Valve | no data | Aux Boiler | PI-1002 | OPEN | CLOSED | Saturated Steam | 1-1/2" | no data
00-VAXS866 | AUX BOILER APH STEAM LINE BYPASS VALVE | AUX BOILER BUILDING AREA | no data | APH Steam Line Bypass Valve | no data | Aux Boiler | PI-1002 | CLOSED | CLOSED | Saturated Steam | 1-1/2 " | no data
00-VAXS867 | AUX BOILER APH STEAM LINE DRAIN VALVE | AUX BOILER BUILDING AREA | no data | APH Steam Line Drain Valve | no data | Aux Boiler | PI-1002 | CLOSED | OPEN | Saturated Steam | 3/4" | no data
00-VAXS868 | AUX BOILER APH STEAM LINE DRAIN VALVE | AUX BOILER BUILDING AREA | no data | APH Steam Line Drain Valve | no data | Aux Boiler | PI-1002 | CLOSED | OPEN | Saturated Steam | 3/4" | no data
00-VAXS869 | AUX BOILER APH STEAM LINE OUTLET MANUAL VALVE | AUX BOILER BUILDING AREA | no data | APH Steam Line Outlet Manual Valve | no data | Aux Boiler | PI-1002 | OPEN | CLOSED | Saturated Steam | 1 1/2" | no data
00-TCV-AXS870 | AUX BOILER APH STEAM LINE TEMPERATURE CONTROL VALVE | AUX BOILER BUILDING AREA | no data | APH Steam Line Temperature Control Valve | no data | Aux Boiler | PI-1002 | OPEN | CLOSED | Saturated Steam | 1 " | no data
00-VAXS871 | AUX BOILER APH STEAM LINE DRAIN VALVE | AUX BOILER BUILDING AREA | no data | APH Steam Line Drain Valve | no data | Aux Boiler | PI-1002 | CLOSED | OPEN | Saturated Steam | 1/2" | no data
00-VAXS872 | AUX BOILER APH STEAM TRAP INLET MANUAL VALVE | AUX BOILER BUILDING AREA | no data | APH Steam Trap Inlet Manual Valve | no data | Aux Boiler | PI-1002 | OPEN | CLOSED | Saturated Steam | 1/2" | no data
00-VAXS874 | AUX BOILER APH STEAM TRAP OUTLET MANUAL VALVE | AUX BOILER BUILDING AREA | no data | APH Steam Trap Outlet Manual Valve | no data | Aux Boiler | PI-1002 | OPEN | CLOSED | Saturated Steam | 1/2" | no data
00-VAXS875 | AUX BOILER APH STEAM TRAP BYPASS MANUAL HAND CONTROL VALVE | AUX BOILER BUILDING AREA | no data | APH Steam Trap Bypass Manual Hand Control Valve | no data | Aux Boiler | PI-1002 | CLOSED | CLOSED | Saturated Steam | 1/2" | no data
00-VAXS880 | AUX BOILER APH STEAM TRAP DRAIN VALVE | AUX BOILER BUILDING AREA | no data | APH Steam Trap Drain Valve | no data | Aux Boiler | PI-1002 | CLOSED | OPEN | Saturated Steam | 1/2" | no data
00-VAXS881 | AUX BOILER APH STEAM TRAP INLET MANUAL VALVE | AUX BOILER BUILDING AREA | no data | APH Steam Trap Inlet Manual Valve | no data | Aux Boiler | PI-1002 | OPEN | CLOSED | Saturated Steam | 1/2" | no data
00-VAXS883 | AUX BOILER APH STEAM TRAP OUTLET MANUAL VALVE | AUX BOILER BUILDING AREA | no data | APH Steam Trap Outlet Manual Valve | no data | Aux Boiler | PI-1002 | OPEN | CLOSED | Saturated Steam | 1/2" | no data
00-VAXS884 | AUX BOILER APH STEAM TRAP BYPASS MANUAL HAND CONTROL VALVE | AUX BOILER BUILDING AREA | no data | APH Steam Trap Bypass Manual Hand Control Valve | no data | Aux Boiler | PI-1002 | CLOSED | CLOSED | Saturated Steam | 1/2" | no data
00-VAXS885 | no data | no data | no data | APH Steam Trap Check Valve | no data | Aux Boiler | PI-1002 | no data | no data | Saturated Steam | 1/2" | no data
00-VAXS887 | AUX BOILER PEGGING STEAM PCV INLET DRAIN | AUX BOILER BUILDING AREA | no data | Combustion Air Flow Transmitter Root Valve | no data | Aux Boiler | 627-02455-7 | CLOSED | OPEN | Combustion Air | 3/4" | no data
00-VAXS888 | AUX BOILER PEGGING STEAM FCV INLET ISOLATION VALVE | AUX BOILER BUILDING AREA | no data | Combustion Air Flow Transmitter Root Valve | no data | Aux Boiler | 627-02455-7 | OPEN | CLOSED | Combustion Air | 3/4" | no data
00-VAXS890 | AUX BOILER COMBUSTION AIR ISOLATION VALVE | AUX BOILER BUILDING AREA | no data | Combustion Air Isolation Valve | no data | Aux Boiler | 627-02455-7 | OPEN | CLOSED | Combustion Air | 1/2" | no data
00-VAXS897 | AUX BOILER RECIRCULATION ISOLATION Block VALVE "A" | AUX BOILER BUILDING AREA | no data | FGR Flow Transmitter Root Valve | no data | Aux Boiler | 627-02455-7 | OPEN | CLOSED | Combustion Air | 3/4" | no data
00-VAXS896 | AUX BOILER RECIRCULATION ISOLATION VALVE "B" | AUX BOILER BUILDING AREA | no data | FGR Flow Transmitter Root Valve | no data | Aux Boiler | 627-02455-7 | OPEN | CLOSED | Combustion Air | 3/4" | no data
00-VAXS895 | AUX BOILER FGR ISOLATION VALVE | AUX BOILER BUILDING AREA | no data | FGR Isolation Valve | no data | Aux Boiler | 627-02455-7 | OPEN | CLOSED | Combustion Air | 1/2" | no data
00PRVFGS412 | no data | no data | no data | Nitrogen Seal Pressure Regulator | no data | FGC | no data | no data | no data | Fuel Gas | 3/4" | no data
00PSVFGS432 | no data | no data | no data | Lube Oil Supply Back Pressure Control Valve | no data | FGC | no data | no data | no data | Fuel Gas | 1" | no data
00PSVFGS431 | no data | no data | no data | Lube Oil Supply Pressure Relief Valve | no data | FGC | no data | no data | no data | Fuel Gas | 2.5" | no data
00PRVINA436 | no data | no data | no data | Lueb Oil Reservoir Vacuum Pressure Regulator | no data | FGC | no data | no data | no data | Fuel Gas | 1/2" | no data
00TCVFGS435 | no data | no data | no data | Lube Oil Temperature Control Valve | no data | FGC | no data | no data | no data | Fuel Gas | 2" | no data
00SOVINA488 | no data | no data | no data | Inlet Block Valve Solenoid Valve | no data | FGC | no data | no data | no data | Fuel Gas | 1/2" | no data
00YVFGS477 | no data | no data | no data | Inlet Block Valve | no data | FGC | no data | no data | no data | Fuel Gas | 10" | no data
00VFGS476 | no data | no data | no data | Manual Inlet Isolation Valve | no data | FGC | no data | no data | no data | Fuel Gas | 10" | no data
00PCVFGS472 | no data | no data | no data | Inlet Throttle Valve | no data | FGC | no data | no data | no data | Fuel Gas | 10" | no data
00SOVINA489 | no data | no data | no data | Purge Valve Solenoid Valve | no data | FGC | no data | no data | no data | Fuel Gas | 1/2" | no data
00PCVFGS471 | no data | no data | no data | Startup Purge Valve | no data | FGC | no data | no data | no data | Fuel Gas | 1/2" | no data
00YVFGS478 | no data | no data | no data | Discharge Block Valve | no data | FGC | no data | no data | no data | Fuel Gas | 8" | no data
00SOVINA500 | no data | no data | no data | Discharge Block Valve Solenoid Valve | no data | FGC | no data | no data | no data | Fuel Gas | 8" | no data
00VFGS469 | no data | no data | no data | Discharge Check Valve | no data | FGC | no data | no data | no data | Fuel Gas | 8" | no data
00VFGS479 | no data | no data | no data | Manual Discharge Isolation Valve | no data | FGC | no data | no data | no data | Fuel Gas | 8" | no data
00PCVFGS474 | no data | no data | no data | Recycle Valve | no data | FGC | no data | no data | no data | Fuel Gas | 4" | no data
00PCVFGS475 | no data | no data | no data | System Vent Valve | no data | FGC | no data | no data | no data | Fuel Gas | 2" | no data
00PSVFGS480 | no data | no data | no data | Pressure Safety Valve | no data | FGC | no data | no data | no data | Fuel Gas | 3" x 4" | no data
00PRVFGS512 | no data | no data | no data | Nitrogen Seal Pressure Regulator | no data | FGC | no data | no data | no data | Fuel Gas | 3/4" | no data
00PSVFGS532 | no data | no data | no data | Lube Oil Supply Back Pressure Control Valve | no data | FGC | no data | no data | no data | Fuel Gas | 1" | no data
00PSVFGS531 | no data | no data | no data | Lube Oil Supply Pressure Relief Valve | no data | FGC | no data | no data | no data | Fuel Gas | 2.5" | no data
00PRVINA536 | no data | no data | no data | Lueb Oil Reservoir Vacuum Pressure Regulator | no data | FGC | no data | no data | no data | Fuel Gas | 1/2" | no data
00TCVFGS535 | no data | no data | no data | Lube Oil Temperature Control Valve | no data | FGC | no data | no data | no data | Fuel Gas | 2" | no data
00SOVINA588 | no data | no data | no data | Inlet Block Valve Solenoid Valve | no data | FGC | no data | no data | no data | Fuel Gas | 1/2" | no data
00YVFGS577 | no data | no data | no data | Inlet Block Valve | no data | FGC | no data | no data | no data | Fuel Gas | 10" | no data
00VFGS576 | no data | no data | no data | Manual Inlet Isolation Valve | no data | FGC | no data | no data | no data | Fuel Gas | 10" | no data
00PCVFGS572 | no data | no data | no data | Inlet Throttle Valve | no data | FGC | no data | no data | no data | Fuel Gas | 10" | no data
00SOVINA589 | no data | no data | no data | Purge Valve Solenoid Valve | no data | FGC | no data | no data | no data | Fuel Gas | 1/2" | no data
00PCVFGS571 | no data | no data | no data | Startup Purge Valve | no data | FGC | no data | no data | no data | Fuel Gas | 1/2" | no data
00YVFGS578 | no data | no data | no data | Discharge Block Valve | no data | FGC | no data | no data | no data | Fuel Gas | 8" | no data
00SOVINA501 | no data | no data | no data | Discharge Block Valve Solenoid Valve | no data | FGC | no data | no data | no data | Fuel Gas | 8" | no data
00VFGS569 | no data | no data | no data | Discharge Check Valve | no data | FGC | no data | no data | no data | Fuel Gas | 8" | no data
00VFGS579 | no data | no data | no data | Manual Discharge Isolation Valve | no data | FGC | no data | no data | no data | Fuel Gas | 8" | no data
00PCVFGS574 | no data | no data | no data | Recycle Valve | no data | FGC | no data | no data | no data | Fuel Gas | 4" | no data
00PCVFGS575 | no data | no data | no data | System Vent Valve | no data | FGC | no data | no data | no data | Fuel Gas | 2" | no data
00PSVFGS580 | no data | no data | no data | Pressure Safety Valve | no data | FGC | no data | no data | no data | Fuel Gas | 3" x 4" | no data
00PRVFGS612 | no data | no data | no data | Nitrogen Seal Pressure Regulator | no data | FGC | no data | no data | no data | Fuel Gas | 3/4" | no data
00PSVFGS632 | no data | no data | no data | Lube Oil Supply Back Pressure Control Valve | no data | FGC | no data | no data | no data | Fuel Gas | 1" | no data
00PSVFGS631 | no data | no data | no data | Lube Oil Supply Pressure Relief Valve | no data | FGC | no data | no data | no data | Fuel Gas | 2.5" | no data
00PRVINA636 | no data | no data | no data | Lueb Oil Reservoir Vacuum Pressure Regulator | no data | FGC | no data | no data | no data | Fuel Gas | 1/2" | no data
00TCVFGS635 | no data | no data | no data | Lube Oil Temperature Control Valve | no data | FGC | no data | no data | no data | Fuel Gas | 2" | no data
00SOVINA688 | no data | no data | no data | Inlet Block Valve Solenoid Valve | no data | FGC | no data | no data | no data | Fuel Gas | 1/2" | no data
00YVFGS677 | no data | no data | no data | Inlet Block Valve | no data | FGC | no data | no data | no data | Fuel Gas | 10" | no data
00VFGS676 | no data | no data | no data | Manual Inlet Isolation Valve | no data | FGC | no data | no data | no data | Fuel Gas | 10" | no data
00PCVFGS672 | no data | no data | no data | Inlet Throttle Valve | no data | FGC | no data | no data | no data | Fuel Gas | 10" | no data
00SOVINA689 | no data | no data | no data | Purge Valve Solenoid Valve | no data | FGC | no data | no data | no data | Fuel Gas | 1/2" | no data
00PCVFGS671 | no data | no data | no data | Startup Purge Valve | no data | FGC | no data | no data | no data | Fuel Gas | 1/2" | no data
00YVFGS678 | no data | no data | no data | Discharge Block Valve | no data | FGC | no data | no data | no data | Fuel Gas | 8" | no data
00SOVINA502 | no data | no data | no data | Discharge Block Valve Solenoid Valve | no data | FGC | no data | no data | no data | Fuel Gas | 8" | no data
00VFGS669 | no data | no data | no data | Discharge Check Valve | no data | FGC | no data | no data | no data | Fuel Gas | 8" | no data
00VFGS679 | no data | no data | no data | Manual Discharge Isolation Valve | no data | FGC | no data | no data | no data | Fuel Gas | 8" | no data
00PCVFGS674 | no data | no data | no data | Recycle Valve | no data | FGC | no data | no data | no data | Fuel Gas | 4" | no data
00PCVFGS675 | no data | no data | no data | System Vent Valve | no data | FGC | no data | no data | no data | Fuel Gas | 2" | no data
00PSVFGS680 | no data | no data | no data | Pressure Safety Valve | no data | FGC | no data | no data | no data | Fuel Gas | 3" x 4" | no data
00-VFP853 | no data | no data | no data | Hose Header Valve | Handwheel | FireSystem | QZ0386‐P&ID | no data | no data | Water | 2.5 | no data
00-VFP854 | no data | no data | no data | Jockey Pump Discharge shut-off | Handwheel | FireSystem | QZ0386‐P&ID | no data | no data | Water | 2.5 | no data
00-VFP855 | no data | no data | no data | Hose Header Valve | Handwheel | FireSystem | QZ0386‐P&ID | no data | no data | Water | 2.5 | no data
00-VFP856 | no data | no data | no data | Hose Header Valve | Handwheel | FireSystem | QZ0386‐P&ID | no data | no data | Water | 2.5 | no data
00-VFP857 | no data | no data | no data | Electric pump discharge gauge valve | Handwheel | FireSystem | QZ0386‐P&ID | no data | no data | Water | 2.5 | no data
00-VFP858 | no data | no data | no data | Hose Header Valve | Handwheel | FireSystem | QZ0386‐P&ID | no data | no data | Water | 2.5 | no data
00-VFP859 | no data | no data | no data | Hose Header Valve | Handwheel | FireSystem | QZ0386‐P&ID | no data | no data | Water | 2.5 | no data
00-VFP860 | no data | no data | no data | Hose Header Valve | Handwheel | FireSystem | QZ0386‐P&ID | no data | no data | Water | 2.5 | no data
00-VFP861 | no data | no data | no data | Hose Header Valve | Handwheel | FireSystem | QZ0386‐P&ID | no data | no data | Water | 2.5 | no data
00-VFP862 | no data | no data | no data | Hose Header Valve | Handwheel | FireSystem | QZ0386‐P&ID | no data | no data | Water | 2.5 | no data
VFPS809 | ELECTRIC JOCKEY PUMP INLET VALVE | FIRE PUMP ECLOSURE | no data | Jockey Pump Suction shut-off | Handwheel | FireSystem | QZ0386‐P&ID | OPEN | CLOSED | Water | 1.25 | no data
00-VFP810 | no data | no data | no data | Jockey Pump Discharge shut-off | Handwheel | FireSystem | QZ0386‐P&ID | no data | no data | Water | 1.25 | no data
00-VFP866 | no data | no data | no data | Cooling loop pressure gauge shut-off | Locking | FireSystem | QZ0386‐P&ID | no data | no data | Water | 0.25 | no data
00-VFP815 | no data | no data | no data | Electric pump suction gauge valve | Locking | FireSystem | QZ0386‐P&ID | no data | no data | Water | 0.25 | no data
00-VFP816 | no data | no data | no data | Electric pump discharge gauge valve | Locking | FireSystem | QZ0386‐P&ID | no data | no data | Water | 0.25 | no data
00-VFP817 | no data | no data | no data | Diesel pump suction gauge valve | Locking | FireSystem | QZ0386‐P&ID | no data | no data | Water | 0.25 | no data
00-VFP818 | no data | no data | no data | diesel pump discharge gauge valve | Locking | FireSystem | QZ0386‐P&ID | no data | no data | Water | 0.25 | no data
00-VFP819 | no data | no data | no data | Diesel fuel tank drain | Locking | FireSystem | QZ0386‐P&ID | no data | no data | Water | 1.0 | no data
00-VFP820 | no data | no data | no data | Diesel fuel shut-off | Locking | FireSystem | QZ0386‐P&ID | no data | no data | Water | 0.5 | no data
00-VFP821 | no data | no data | no data | Sprinkler Shutoff Valve | Handwheel | FireSystem | QZ0386‐P&ID | no data | no data | Water | 2.0 | no data
00-VFP822 | no data | no data | no data | Sprinkler Check Valve | N/A | FireSystem | QZ0386‐P&ID | no data | no data | Water | 2.0 | no data
00-VFP823 | no data | no data | no data | Jockey Sensing Line Shut-off | Handwheel | FireSystem | QZ0386‐P&ID | no data | no data | Water | 0.5 | no data
00-VFP824 | no data | no data | no data | Jockey Sensing Line Shut-off | Handwheel | FireSystem | QZ0386‐P&ID | no data | no data | Water | 0.5 | no data
00-VFP825 | no data | no data | no data | Electric Pump Sensing Line shut-off | Handwheel | FireSystem | QZ0386‐P&ID | no data | no data | Water | 0.5 | no data
00-VFP826 | no data | no data | no data | Electric Pump Sensing Line shut-off | Handwheel | FireSystem | QZ0386‐P&ID | no data | no data | Water | 0.5 | no data
00-VFP827 | no data | no data | no data | Engine Pump Sensing Line shut-off | Handwheel | FireSystem | QZ0386‐P&ID | no data | no data | Water | 0.5 | no data
00-VFP828 | no data | no data | no data | Engine Pump Sensing Line shut-off | Handwheel | FireSystem | QZ0386‐P&ID | no data | no data | Water | 0.5 | no data
00-VFP829 | no data | no data | no data | Hose Header ball drip valve | N/A | FireSystem | QZ0386‐P&ID | no data | no data | Water | 0.75 | no data
00-VFP830 | no data | no data | no data | FDC Ball Drip valve | N/A | FireSystem | QZ0386‐P&ID | no data | no data | Water | 0.75 | no data
00-VFP805 | no data | no data | no data | Test connection Electric | Handwheel | FireSystem | QZ0386‐P&ID | no data | no data | Water | 10.0 | no data
00-VFP806 | no data | no data | no data | Test connection Diesel | Handwheel | FireSystem | QZ0386‐P&ID | no data | no data | Water | 10.0 | no data
00-VFP807 | no data | no data | no data | Hose Header shut-off valve | Handwheel | FireSystem | QZ0386‐P&ID | no data | no data | Water | 10.0 | no data
00-VFP808 | no data | no data | no data | Flowmeter Throttling BF Valve | Handwheel | FireSystem | QZ0386‐P&ID | no data | no data | Water | 8.0 | no data
00-VFP811 | no data | no data | no data | Jockey Check Valve | N/A | FireSystem | QZ0386‐P&ID | no data | no data | Water | 1.25 | no data
00-VFP812 | no data | no data | no data | Electric Pump Check valve | N/A | FireSystem | QZ0386‐P&ID | no data | no data | Water | 12.0 | no data
00-VFP813 | no data | no data | no data | Engine Pump Check valve | N/A | FireSystem | QZ0386‐P&ID | no data | no data | Water | 12.0 | no data
00-VFP814 | no data | no data | no data | Fire Dept Connection Check valve | N/A | FireSystem | QZ0386‐P&ID | no data | no data | Water | 4.0 | no data
00-VFP801 | no data | no data | no data | Electric Pump Suction Valve | Handwheel | FireSystem | QZ0386‐P&ID | no data | no data | Water | 12.0 | no data
00-VFP802 | no data | no data | no data | Electric Pump Discharge valve | Handwheel | FireSystem | QZ0386‐P&ID | no data | no data | Water | 12.0 | no data
00-VFP803 | no data | no data | no data | Engine Pump Suction Valve | Handwheel | FireSystem | QZ0386‐P&ID | no data | no data | Water | 12.0 | no data
00-VFP804 | no data | no data | no data | Engine Pump Discharge Valve | Handwheel | FireSystem | QZ0386‐P&ID | no data | no data | Water | 12.0 | no data
00-PSV-FPS802 | no data | no data | no data | Jockey Pump Pressure Relief Valve | N/A | FireSystem | QZ0386‐P&ID | no data | no data | Water | 0.75 | no data
00-PSV-FPS803 | no data | no data | no data | Electric Pump casing relief valve | N/A | FireSystem | QZ0386‐P&ID | no data | no data | Water | 1.0 | no data
00-PSV-FPS801 | no data | no data | no data | Main Relief valve | N/A | FireSystem | QZ0386‐P&ID | no data | no data | Water | 8.0 | no data
00-SOV-FPS801 | no data | no data | no data | Solenoid Valve | N/A | FireSystem | QZ0386‐P&ID | no data | no data | Water | 1.0 | no data
00-PRV-FPS801 | no data | no data | no data | Pressure regulating valve Engine Cooli | N/A | FireSystem | QZ0386‐P&ID | no data | no data | Water | 1.0 | no data
00-PRV-FPS802 | no data | no data | no data | Pressure regulating valve Engine Cooli | N/A | FireSystem | QZ0386‐P&ID | no data | no data | Water | 1.0 | no data
00-VFP837 | no data | no data | no data | Cooling loop | Lever | FireSystem | QZ0386‐P&ID | no data | no data | Water | 1.0 | no data
00-VFP838 | no data | no data | no data | Cooling loop | Lever | FireSystem | QZ0386‐P&ID | no data | no data | Water | 1.0 | no data
00-VFP839 | no data | no data | no data | Sprinkler Riser Manifold | Bar handle | FireSystem | QZ0386‐P&ID | no data | no data | Water | 0.25 | no data
00-VFP840 | no data | no data | no data | Sprinkler Riser Manifold | Bar handle | FireSystem | QZ0386‐P&ID | no data | no data | Water | 1.25 | no data
00-VFP841 | no data | no data | no data | Jockey Pump Sensing Line Orifice | N/A | FireSystem | QZ0386‐P&ID | no data | no data | Water | 0.5 | no data
00-VFP842 | no data | no data | no data | Jockey Pump Sensing Line Orifice | N/A | FireSystem | QZ0386‐P&ID | no data | no data | Water | 0.5 | no data
00-VFP843 | no data | no data | no data | Electric Pump Sensing Line Orifice | N/A | FireSystem | QZ0386‐P&ID | no data | no data | Water | 0.5 | no data
00-VFP844 | no data | no data | no data | Electric Pump Sensing Line Orifice | N/A | FireSystem | QZ0386‐P&ID | no data | no data | Water | 0.5 | no data
00-VFP845 | no data | no data | no data | Diesel Pump Sensing Line Orifice | N/A | FireSystem | QZ0386‐P&ID | no data | no data | Water | 0.5 | no data
00-VFP846 | no data | no data | no data | Diesel Pump Sensing Line Orifice | N/A | FireSystem | QZ0386‐P&ID | no data | no data | Water | 0.5 | no data
00-VFP851 | no data | no data | no data | Hose Header Valve | Handwheel | FireSystem | QZ0386‐P&ID | no data | no data | Water | 2.5 | no data
00-VFP852 | no data | no data | no data | Hose Header Valve | Handwheel | FireSystem | QZ0386‐P&ID | no data | no data | Water | 2.5 | no data
00-VFGS764 | no data | no data | no data | 1/2" SWxTH BALL VALVE, FULL PORT | LEVER | FGS | A00201-C7 | no data | no data | NAT. GAS | 1/2” | no data
00-VFGS765 | no data | no data | no data | 1/2" 2-WAY MANIFOLD VALVE | LEVER | FGS | A00201-C7 | no data | no data | NAT. GAS | 1/2” | no data
00-VFGS766 | no data | no data | no data | 1/2" SWxTH BALL VALVE, FULL PORT | LEVER | FGS | A00201-C7 | no data | no data | AIR | 1/2" | no data
00-VFGS767 | no data | no data | no data | 1/2" SWxTH BALL VALVE, FULL PORT | LEVER | FGS | A00201-C7 | no data | no data | AIR | 1/2" | no data
00-VFGS768 | no data | no data | no data | 1/2" SWxTH BALL VALVE, FULL PORT | LEVER | FGS | A00201-C7 | no data | no data | AIR | 1/2” | no data
00-VFGS769 | no data | no data | no data | 1/2" SWxTH BALL VALVE, FULL PORT | LEVER | FGS | A00201-C7 | no data | no data | AIR | 1/2” | no data
00-VFGS770 | no data | no data | no data | 1/2" SWxTH BALL VALVE, FULL PORT | LEVER | FGS | A00201-C7 | no data | no data | AIR | 1/2" | no data
00-VFGS771 | no data | no data | no data | 1/2" SWxTH BALL VALVE, FULL PORT | LEVER | FGS | A00201-C7 | no data | no data | AIR | 1/2” | no data
00-VFGS772 | 16" PRI. REGULATING STATION INLET | no data | HP REGULATING STATION (08) | 16" RF TRUNNION BALL BALVE, FULL PORT | GEAR | FGS | A00201-C7 | Open | no data | NAT. GAS | 16" | no data
00-VFGS773 | 16" PRI. REGULATING STATION OULET | no data | HP REGULATING STATION (08) | 16" RF TRUNNION BALL BALVE, FULL PORT | GEAR | FGS | A00201-C7 | OPEN | no data | NAT. GAS | 16" | no data
00-VFGS774 | 16" SEC. REGULATING STATION INLET | no data | HP REGULATING STATION (08) | 16" RF TRUNNION BALL BALVE, FULL PORT | GEAR | FGS | A00201-C7 | Open | no data | NAT. GAS | 16" | no data
00-VFGS775 | 16" SEC. REGULATING STATION OUTLET | no data | HP REGULATING STATION (08) | 16" RF TRUNNION BALL BALVE, FULL PORT | GEAR | FGS | A00201-C7 | Open | no data | NAT. GAS | 16" | no data
00-VFGS776 | 8" LOW FLOW REGULATING STATION INLET | no data | HP REGULATING STATION (08) | 8" RF TRUNNION BALL BALVE, FULL PORT | GEAR | FGS | A00201-C7 | Open | no data | NAT. GAS | 8" | no data
00-VFGS777 | 8" LOW FLOW REGULATING STATION INLET | no data | HP REGULATING STATION (08) | 8" RF TRUNNION BALL BALVE, FULL PORT | GEAR | FGS | A00201-C7 | Open | no data | NAT. GAS | 8" | no data
00-VFGS778 | COMMON REG STATION OULET PRESS TRANSMITTER ISO. VALVE | no data | HP REGULATING STATION (08) | 1/2" SWxTH BALL VALVE, FULL PORT | LEVER | FGS | A00201-C7 | OPEN | no data | NAT. GAS | 1/2" | no data
00-VFGS779 | COMMON REG STATION OULET PRESS TRANSMITTER ISO. VALVE | no data | HP REGULATING STATION (08) | 1/2" 2-WAY MANIFOLD VALVE | LEVER | FGS | A00201-C7 | OPEN | no data | NAT. GAS | 1/2" | no data
00-VFGS78O | no data | no data | no data | 1/2" SWxTH BALL VALVE, FULL PORT | LEVER | FGS | A00201-C7 | no data | no data | NAT. GAS | 1/2" | no data
00-VFGS781 | SEC. REG. STATION NITROGEN PURGE/DRAIN | no data | HP REGULATING STATION (08) | 1/2" SWxTH BALL VALVE, FULL PORT | LEVER | FGS | A00201-C7 | CLOSED | no data | NAT. GAS | 1/2" | no data
00-VFGS782 | LOW FLOW NITROGEN PURGE/DRAIN | no data | HP REGULATING STATION (08) | 1/2" SWxTH BALL VALVE, FULL PORT | LEVER | FGS | A00201-C7 | CLOSED | no data | NAT. GAS | 1/2” | no data
00-VFGS783 | 6" OUTLET TO ELECTRIC HEATER | no data | HP REGULATING STATION (08) | 6" RF CHECK VALVE | N/A | FGS | A00201-C7 | OPEN | no data | NAT. GAS | 6” | no data
00-VFGS784 | no data | no data | no data | 1/2" SWxTH BALL VALVE, FULL PORT | LEVER | FGS | A00201-C7 | no data | no data | NAT. GAS | 1/2" | no data
00-YV-FGS785 | no data | no data | no data | 16" RF TRUNNION BALL BALVE, FULL PORT | ACTUATOR | FGS | A00201-C7 | no data | no data | NAT. GAS | 16" | no data
00-VFGS785 | no data | no data | no data | 1/2" SWxTH BALL VALVE, FULL PORT | LEVER | FGS | A00201-C7 | no data | no data | AIR | 1/2” | no data
00-YV-FGS786 | no data | no data | no data | 16" RF TRUNNION BALL BALVE, FULL PORT | ACTUATOR | FGS | A00201-C7 | no data | no data | NAT. GAS | 16" | no data
00-VFGS786 | no data | no data | no data | 1/2" SWxTH BALL VALVE, FULL PORT | LEVER | FGS | A00201-C7 | no data | no data | AIR | 1/2” | no data
00-YV-FGS787 | no data | no data | no data | 6" RF TRUNNION BALL BALVE, FULL PORT | ACTUATOR | FGS | A00201-C7 | no data | no data | NAT. GAS | 6" | no data
00-VFGS787 | YV-787 DRAIN VALVE | no data | HP REGULATING STATION (08) | 1/2" SWxTH BALL VALVE, FULL PORT | LEVER | FGS | A00201-C7 | CLOSED | no data | AIR | 1/2” | no data
oo-VFcs7gg | no data | no data | no data | 1/2" SWxTH BALL VALVE, FULL PORT | LEVER | FGS | A00201-C7 | no data | no data | NAT. GAS | 1/2” | no data
00-VFGS789 | SEC. REG. STATION INNERSTAGE NITROGEN PURGE/VENT | no data | HP REGULATING STATION (08) | 1/2" SWxTH BALL VALVE, FULL PORT | LEVER | FGS | A00201-C7 | CLOSED | no data | NAT. GAS | 1/2” | no data
00-VFGS790 | LOW FLOW REG. STATION INNERSTAGE NITROGEN PURGE/VENT | no data | HP REGULATING STATION (08) | 1/2" SWxTH BALL VALVE, FULL PORT | LEVER | FGS | A00201-C7 | CLOSED | no data | NAT. GAS | 1/2” | no data
00-VFGS791 | PRI. REG. STATION OUTLET NITROGEN PURGE/VENT | no data | HP REGULATING STATION (08) | 1/2" SWxTH BALL VALVE, FULL PORT | LEVER | FGS | A00201-C7 | CLOSED | no data | NAT. GAS | 1/2" | no data
00-VFGS792 | SEC. REG. STATION OUTLET NITROGEN PURGE/VENT | no data | HP REGULATING STATION (08) | 1/2" SWxTH BALL VALVE, FULL PORT | LEVER | FGS | A00201-C7 | CLOSED | no data | NAT. GAS | 1/2” | no data
00-VFGS793 | LOW FLOW REG. STATION OUTLET NITROGEN PURGE/VENT | no data | HP REGULATING STATION (08) | 1/2" SWxTH BALL VALVE, FULL PORT | LEVER | FGS | A00201-C7 | CLOSED | no data | NAT. GAS | 1/2” | no data
00-VFGS794 | REDUCED GAS HEADER NITROGEN PURGE/DRAIN | no data | HP REGULATING STATION (08) | 1/2" SWxTH BALL VALVE, FULL PORT | LEVER | FGS | A00201-C7 | Closed | no data | NAT. GAS | 1/2” | no data
00-VFGS795 | no data | no data | no data | 1/2" SWxTH BALL VALVE, FULL PORT | LEVER | FGS | A00201-C7 | no data | no data | AIR | 1/2” | no data
00-W-FGSB00 | no data | no data | no data | 16" RF TRUNNION BALL BALVE, FULL PORT | ACTUATOR | FGS | A00201-C1 | no data | no data | NAT. GAS | 16” | no data
00-VFGS802 | no data | no data | no data | 1" SW BALL VALVE, FULL PORT | LEVER | FGS | A00201-C1 | no data | no data | AIR | 1" | no data
00-VFGS803 | FILTER/SEPERATOR NITROGEN PURGE/VENT | no data | FUEL GAS FILTER/SEPERATOR | 3/4" SWxTH BALL VALVE, FULL PORT | LEVER | FGS | A00201-C1 | CLOSED | no data | NAT. GAS | 3/4" | no data
00-VFGS804 | FILTER SEPERATOR DP TRANSMITTER HIGH SIDE | no data | FUEL GAS FILTER/SEPERATOR | 1/2" SWxTH BALL VALVE, FULL PORT | LEVER | FGS | A00201-C1 | OPEN | no data | NAT. GAS | 1/2" | no data
00-VFGS805 | FILTER/SEPERATOR NITROGEN PURGE/VENT | no data | FUEL GAS FILTER/SEPERATOR | 3/4" SWxTH BALL VALVE, FULL PORT | LEVER | FGS | A00201-C1 | CLOSED | no data | NAT. GAS | 3/4" | no data
00-VFGS806 | FILTER SEPERATOR DP TRANSMITTER LOW SIDE | no data | FUEL GAS FILTER/SEPERATOR | 1/2" SWxTH BALL VALVE, FULL PORT | LEVER | FGS | A00201-C1 | OPEN | no data | NAT. GAS | 1/2" | no data
00-VFGS807 | FILTER/SEPERATOR LEVEL COLUM SUPPLY LOWER | no data | FUEL GAS FILTER/SEPERATOR | 1" SW BALL VALVE, FULL PORT | LEVER | FGS | A00201-C1 | OPEN | no data | CONDENSATE | 1" | no data
00-VFGS808 | FILTER/SEPERATOR LEVEL COLUM SUPPLY UPPER | no data | FUEL GAS FILTER/SEPERATOR | 1" SW BALL VALVE, FULL PORT | LEVER | FGS | A00201-C1 | OPEN | no data | NAT. GAS | 1" | no data
00-VFGS809 | FILTER SEPERATOR LEVEL SWITCH ISOLATION LOWER | no data | FUEL GAS FILTER/SEPERATOR | 1” SW BALL VALVE, FULL PORT | LEVER | FGS | A00201-C1 | OPEN | no data | CONDENSATE | 1" | no data
00-VFGS810 | FILTER SEPERATOR LEVEL SWITCH ISOLATION UPPER | no data | FUEL GAS FILTER/SEPERATOR | 1" SW BALL VALVE, FULL PORT | LEVER | FGS | AOO2O1-C1 | OPEN | no data | NAT. GAS | 1" | no data
00-VFGS811 | FILTER/SEPERATOR LEVEL GAGE SUPPLY LOWER | no data | FUEL GAS FILTER/SEPERATOR | 3/4" SW BALL VALVE, FULL PORT | LEVER | FGS | A00201-C1 | OPEN | no data | CONDENSATE | 3/4” | no data
00-VFGS812 | FILTER/SEPERATOR LEVEL GAGE SUPPLY UPPER | no data | FUEL GAS FILTER/SEPERATOR | 3/4" SW BALL VALVE, FULL PORT | LEVER | FGS | A00201-C1 | OPEN | no data | NAT. GAS | 3/4" | no data
00-VFGS813 | FILTER/SEPERATOR LEVEL GAGE SUPPLY LOWER | no data | FUEL GAS FILTER/SEPERATOR | 3/4" SW BALL VALVE, FULL PORT | LEVER | FGS | A00201-C1 | OPEN | no data | CONDENSATE | 3/4” | no data
00-VFGS814 | FILTER/SEPERATOR LEVEL GAGE SUPPLY UPPER | no data | FUEL GAS FILTER/SEPERATOR | 3/4" SW BALL VALVE, FULL PORT | LEVER | FGS | A00201-C1 | OPEN | no data | NAT. GAS | 3/4” | no data
00-VFGS815 | FILTER SEPERATOR LEVEL SWITCH ISOLATION LOWER | no data | FUEL GAS FILTER/SEPERATOR | 1" SW BALL VALVE, FULL PORT | LEVER | FGS | A00201-C1 | OPEN | no data | CONDENSATE | 1" | no data
00-VFGS816 | FILTER SEPERATOR LEVEL SWITCH ISOLATION UPPER | no data | FUEL GAS FILTER/SEPERATOR | 1" SW BALL VALVE, FULL PORT | LEVER | FGS | A00201-C1 | OPEN | no data | NAT. GAS | 1" | no data
00-VFGS817 | FILTER/SEPERATOR LEVEL COLUM SUPPLY LOWER | no data | FUEL GAS FILTER/SEPERATOR | 1" SW BALL VALVE, FULL PORT | LEVER | FGS | A00201-C1 | OPEN | no data | CONDENSATE | 1" | no data
00-VFGS818 | FILTER/SEPERATOR LEVEL COLUM SUPPLY UPPER | no data | FUEL GAS FILTER/SEPERATOR | 1" SW BALL VALVE, FULL PORT | LEVER | FGS | A00201-C1 | OPEN | no data | NAT. GAS | 1" | no data
00-VFGS819 | FILTER/SEPERATOR LEVEL CONTROL VALVE INLET | no data | FUEL GAS FILTER/SEPERATOR | 1" SW BALL VALVE, FULL PORT | LEVER | FGS | A00201-C1 | OPEN | no data | CONDENSATE | 1" | no data
00-VFGS820 | FILTER/SEPERATOR LEVEL CONTROL VALVE OUTLET | no data | FUEL GAS FILTER/SEPERATOR | 1" SW BALL VALVE, FULL PORT | LEVER | FGS | A00201-C1 | OPEN | no data | CONDENSATE | 1" | no data
00-VFGS821 | no data | no data | no data | 2" SW CHECK VALVE | N/A | FGS | A00201-C1 | no data | no data | CONDENSATE | 2.0 | no data
00-VFGS822 | FILTER/SEPERATOR LEVEL CONTROL BYPASS | no data | FUEL GAS FILTER/SEPERATOR | 2" RF TRUNNION BALL VALVE, FULL PORT | LEVER | FGS | A00201-C1 | CLOSED | no data | CONDENSATE | 2" | no data
00-VFGS823 | FILTER/SEPERATOR LEVEL CONTROL VALVE INLET | no data | FUEL GAS FILTER/SEPERATOR | 1" SW BALL VALVE, FULL PORT | LEVER | FGS | A00201-C1 | OPEN | no data | CONDENSATE | 1" | no data
00-VFGS824 | FILTER/SEPERATOR LEVEL CONTROL VALVE OUTLET | no data | FUEL GAS FILTER/SEPERATOR | 1" SW BALL VALVE, FULL PORT | LEVER | FGS | A00201-C1 | OPEN | no data | CONDENSATE | 1" | no data
00-VFGS825 | no data | no data | no data | 2" SW CHECK VALVE | N/A | FGS | A00201-C1 | no data | no data | CONDENSATE | 2" | no data
00-VFGS826 | FILTER/SEPERATOR LEVEL CONTROL BYPASS | no data | FUEL GAS FILTER/SEPERATOR | 2" RF TRUNNION BALL VALVE, FULL PORT | LEVER | FGS | A00201-C1 | CLOSED | no data | CONDENSATE | 2" | no data
00-VFGS833 | 12" FLOW METER STATION INLET | no data | FLOW METERING STATION (04) | 12" RF TRUNNION BALL BALVE, FULL PORT | GEAR | FGS | A00201-C3 | OPEN | no data | NAT. GAS | 12" | no data
00-VFGS834 | 6" FLOW METER INLET | no data | FLOW METERING STATION (04) | 6" RF TRUNNION BALL BALVE, FULL PORT | GEAR | FGS | A00201-C3 | OPEN | no data | NAT. GAS | 6" | no data
00-VFGS837 | 12" FLOW METER NITROGEN PURGE/VENT | no data | FLOW METERING STATION (04) | 1/2" SWxTH BALL VALVE, FULL PORT | LEVER | FGS | A00201-C3 | CLOSED | no data | NAT. GAS | 1/2" | no data
00-VFGS839 | 12" PRESSURE TRANSMITTER ISOLATION | no data | FLOW METERING STATION (04) | 1/2" SWxTH BALL VALVE, FULL PORT | LEVER | FGS | A00201-C3 | OPEN | no data | NAT. GAS | 1/2" | no data
00-VFGS840 | 6" PRESSURE TRANSMITTER ISOLATION | no data | FLOW METERING STATION (04) | 1/2" SWxTH BALL VALVE, FULL PORT | LEVER | FGS | A00201-C3 | OPEN | no data | NAT. GAS | 1/2” | no data
00-VFGS841 | 12" PRESSURE TRANSMITTER ISOLATION | no data | FLOW METERING STATION (04) | 1/2" 2-WAY MANIFOLD VALVE | LEVER | FGS | A00201-C3 | P[EN | no data | NAT. GAS | 1/2” | no data
00-VFGS842 | 6" PRESSURE TRANSMITTER ISOLATION | no data | FLOW METERING STATION (04) | 1/2" 2-WAY MANIFOLD VALVE | LEVER | FGS | A00201-C3 | OPEN | no data | NAT. GAS | 1/2" | no data
00-VFGS843 | 12" FLOW METER NITROGEN PURGE/VENT | no data | FLOW METERING STATION (04) | 1" SWxTH BALL VALVE, FULL PORT | LEVER | FGS | A00201-C3 | CLOSED | no data | NAT. GAS | 1" | no data
00-VFGS844 | 6" FLOW METER NITROGEN PURGE/VENT | no data | FLOW METERING STATION (04) | 1" SWxTH BALL VALVE, FULL PORT | LEVER | FGS | A00201-C3 | CLOSED | no data | NAT. GAS | 1" | no data
00-YV-FGS845 | no data | no data | no data | 12" RF TRUNNION BALL BALVE, FULL PORT | ACTUATOR | FGS | A00201-C3 | no data | no data | NAT. GAS | 12" | no data
00-VFGS845 | 12" YV-845 DRAIN VALVE | no data | FLOW METERING STATION (04) | 1/2" SWxTH BALL VALVE, FULL PORT | LEVER | FGS | A00201-C3 | CLOSED | no data | NAT. GAS | 1/2" | no data
00-YV-FGS846 | no data | no data | no data | 6" RF TRUNNION BALL BALVE, FULL PORT | ACTUATOR | FGS | A00201-C3 | no data | no data | NAT. GAS | 6" | no data
00-VFGS846 | 6" YV-846 DRAIN VALVE | no data | FLOW METERING STATION (04) | 1/2" SWxTH BALL VALVE, FULL PORT | LEVER | FGS | A00201-C3 | CLOSED | no data | NAT. GAS | 1/2" | no data
00-VFGS847 | 12" FLOW METER NITROGEN PURGE/VENT | no data | FLOW METERING STATION (04) | 1" SWxTH BALL VALVE, FULL PORT | LEVER | FGS | A00201-C3 | CLOSED | no data | NAT. GAS | 1" | no data
00-VFGS848 | 6" FLOW METER NITROGEN PURGE/VENT | no data | FLOW METERING STATION (04) | 1" SWxTH BALL VALVE, FULL PORT | LEVER | FGS | A00201-C3 | CLOSED | no data | NAT. GAS | 1" | no data
00-VFGS849 | no data | no data | no data | 1/2" SWxTH BALL VALVE, FULL PORT | LEVER | FGS | A00201-C3 | no data | no data | NAT. GAS | 1/2" | no data
00-VFGS851 | no data | no data | no data | 1/2" SWxTH BALL VALVE, FULL PORT | LEVER | FGS | A00201-C4 | no data | no data | NAT. GAS | 1/2" | no data
00-VFGS852 | no data | no data | no data | 1/2" 2-WAY MANIFOLD VALVE | LEVER | FGS | A00201-C4 | no data | no data | NAT. GAS | 1/2” | no data
00-VFGS853 | PRESS TRANSMITTER ISOLATION #2 HEAT EXCHANGER INLET | no data | GLYCOL HEAT EXCHANGER SKID | 1/2" SWxTH BALL VALVE, FULL PORT | LEVER | FGS | A00201-C4 | OPEN | no data | NAT. GAS | 1/2" | no data
00-VFGS854 | no data | no data | no data | 1/2" SWxTH BALL VALVE, FULL PORT | LEVER | FGS | A00201-C4 | no data | no data | NAT. GAS | 1/2" | no data
00-VFGS855 | GLYCOL HEAT EXCHANGER NITROGEN PURGE/VENT (GAS SIDE) | no data | GLYCOL HEAT EXCHANGER SKID | 1/2" SWxTH BALL VALVE, FULL PORT | LEVER | FGS | A00201-C4 | CLOSED | no data | NAT. GAS | 1/2" | no data
00-VFGS856 | no data | no data | no data | 1/2" SWxTH BALL VALVE, FULL PORT | LEVER | FGS | A00201-C4 | no data | no data | NAT. GAS | 1/2" | no data
00-VFGS857 | no data | no data | no data | 1/2" 2-WAY MANIFOLD VALVE | LEVER | FGS | A00201-C4 | no data | no data | NAT. GAS | 1/2" | no data
00-VFGS858 | GLYCOL HEAT EXCHANGER NITROGEN PURGE/VENT (GAS SIDE) | no data | GLYCOL HEAT EXCHANGER SKID | 1/2" SWxTH BALL VALVE, FULL PORT | LEVER | FGS | A00201-C4 | CLOSED | no data | NAT. GAS | 1/2" | no data
00-VFGS859 | PRESS TRANSMITTER ISOLATION #2 HEAT EXCHANGER INLET | no data | GLYCOL HEAT EXCHANGER SKID | 1/2" 2-WAY MANIFOLD VALVE | LEVER | FGS | A00201-C4 | OPEN | no data | NAT. GAS | 1/2" | no data
00-VFGS864 | no data | no data | no data | 1/2" SWxTH BALL VALVE, FULL PORT | LEVER | FGS | A00201-C8 | no data | no data | NAT. GAS | 1/2” | no data
00-VFGS865 | no data | no data | no data | 1/2" 2-WAY MANIFOLD VALVE | LEVER | FGS | A00201-C8 | no data | no data | NAT. GAS | 1/2” | no data
00-VFGS866 | no data | no data | no data | 1/2" SWxTH BALL VALVE, FULL PORT | LEVER | FGS | A00201-C8 | no data | no data | NAT. GAS | 1/2” | no data
00-VFGS867 | no data | no data | no data | 1/2" SWxTH BALL VALVE, FULL PORT | LEVER | FGS | A00201-C8 | no data | no data | NAT. GAS | 1/2” | no data
00-VFGS868 | no data | no data | no data | 1/2" SWxTH BALL VALVE, FULL PORT | LEVER | FGS | A00201-C8 | no data | no data | NAT. GAS | 1/2" | no data
00-VFGS869 | no data | no data | no data | 1/2" SWxTH BALL VALVE, FULL PORT | LEVER | FGS | A00201-C8 | no data | no data | NAT. GAS | 1/2” | no data
00-VFGS870 | no data | no data | no data | 1/2" SWxTH BALL VALVE, FULL PORT | LEVER | FGS | A00201-C8 | no data | no data | NAT. GAS | 1/2” | no data
00-VFGS871 | no data | no data | no data | 1/2" SWxTH BALL VALVE, FULL PORT | LEVER | FGS | A00201-C8 | no data | no data | NAT. GAS | 1/2” | no data
00-VFGS872 | 16" PRI. REGULATING STATION INLET | no data | HP REGULATING STATION (09) | 16" RF TRUNNION BALL BALVE, FULL PORT | GEAR | FGS | A00201-C8 | Open | no data | NAT. GAS | 16" | no data
00-VFGS873 | 16" PRI. REGULATING STATION OULET | no data | HP REGULATING STATION (09) | 16" RF TRUNNION BALL BALVE, FULL PORT | GEAR | FGS | A00201-C8 | OPEN | no data | NAT. GAS | 16" | no data
00-VFGS874 | 16" SEC. REGULATING STATION INLET | no data | HP REGULATING STATION (09) | 16" RF TRUNNION BALL BALVE, FULL PORT | GEAR | FGS | A002O1-CB | OPEN | no data | NAT. GAS | 16" | no data
00-VFGS875 | 16" SEC. REGULATING STATION OUTLET | no data | HP REGULATING STATION (09) | 16" RF TRUNNION BALL BALVE, FULL PORT | GEAR | FGS | A00201-C8 | OPEN | no data | NAT. GAS | 16" | no data
00-VFGS876 | 8" LOW FLOW REGULATING STATION INLET | no data | HP REGULATING STATION (09) | 8" RF TRUNNION BALL BALVE, FULL PORT | GEAR | FGS | A00201-C8 | Open | no data | NAT. GAS | 8" | no data
00-VFGS877 | 8" LOW FLOW REGULATING STATION OUTLET | no data | HP REGULATING STATION (09) | 8" RF TRUNNION BALL BALVE, FULL PORT | GEAR | FGS | A00201-C8 | OPEN | no data | NAT. GAS | 8" | no data
00-VFGS878 | REGSTAION SKID 9 OUTLET PRESSURE TRANSMITTER | no data | HP REGULATING STATION (09) | 1/2" SWxTH BALL VALVE, FULL PORT | LEVER | FGS | A00201-C8 | OPEN | no data | NAT. GAS | 1/2" | no data
00-VFGS879 | REGSTAION SKID 9 OUTLET PRESSURE TRANSMITTER | no data | HP REGULATING STATION (09) | 1/2" 2-WAY MANIFOLD VALVE | LEVER | FGS | A00201-C8 | OPEN | no data | NAT. GAS | 1/2" | no data
00-VFGS880 | PRI. REG. STATION NITROGEN PURGE/DRAIN | no data | HP REGULATING STATION (09) | 1/2" SWxTH BALL VALVE, FULL PORT | LEVER | FGS | A0O201-C8 | Closed | no data | NAT. GAS | 1/2” | no data
00-VFGS881 | SEC. REG. STATION NITROGEN PURGE/DRAIN | no data | HP REGULATING STATION (09) | 1/2" SWxTH BALL VALVE, FULL PORT | LEVER | FGS | A00201-C8 | CLOSED | no data | NAT. GAS | 1/2" | no data
00-VFGS882 | LOW FLOW NITROGEN PURGE/DRAIN | no data | HP REGULATING STATION (09) | 1/2" SWxTH BALL VALVE, FULL PORT | LEVER | FGS | A00201-C8 | CLOSED | no data | NAT. GAS | 1/2” | no data
00-VFGS883 | 6" OUTLET TO ELECTRIC HEATER | no data | HP REGULATING STATION (09) | 6" RF CHECK VALVE | N/A | FGS | A00201-C8 | Open | no data | NAT. GAS | 6" | no data
00-VFGS884 | 6" TO ELECTIC HEATER NITROGEN PURGE/VENT | no data | HP REGULATING STATION (09) | 1/2" SWxTH BALL VALVE, FULL PORT | LEVER | FGS | A00201-C8 | CLOSED | no data | NAT. GAS | 1/2” | no data
00-YV-FGS885 | no data | no data | no data | 16" RF TRUNNION BALL BALVE, FULL PORT | ACTUATOR | FGS | A00201-C8 | no data | no data | NAT. GAS | 16" | no data
00-VFGS885 | no data | no data | no data | 1/2" SWxTH BALL VALVE, FULL PORT | LEVER | FGS | A00201-C8 | no data | no data | NAT. GAS | 1/2” | no data
00-YV-FGS886 | no data | no data | no data | 16" RF TRUNNION BALL BALVE, FULL PORT | ACTUATOR | FGS | A00201-C8 | no data | no data | NAT. GAS | 16" | no data
00-VFGS886 | no data | no data | no data | 1/2" SWxTH BALL VALVE, FULL PORT | LEVER | FGS | A00201-C8 | no data | no data | NAT. GAS | 1/2" | no data
00-YV-FGS887 | no data | no data | no data | 6" RF TRUNNION BALL BALVE, FULL PORT | ACTUATOR | FGS | A00201-C8 | no data | no data | NAT. GAS | 6" | no data
00-VFGS887 | no data | no data | no data | 1/2" SWxTH BALL VALVE, FULL PORT | LEVER | FGS | A00201-C8 | no data | no data | NAT. GAS | 1/2” | no data
00-VFGS888 | PRI. REG. STATION INNERSTAGE NITROGEN PURGE/VENT | no data | HP REGULATING STATION (09) | 1/2" SWxTH BALL VALVE, FULL PORT | LEVER | FGS | A00201-C8 | CLOSED | no data | NAT. GAS | 1/2” | no data
00-VFGS889 | SEC. REG. STATION INNERSTAGE NITROGEN PURGE/VENT | no data | HP REGULATING STATION (09) | 1/2" SWxTH BALL VALVE, FULL PORT | LEVER | FGS | A00201-C8 | CLOSED | no data | NAT. GAS | 1/2” | no data
00-VFGS890 | LOW FLOW REG. STATION INNERSTAGE NITROGEN PURGE/VENT | no data | HP REGULATING STATION (09) | 1/2" SWxTH BALL VALVE, FULL PORT | LEVER | FGS | A00201-C8 | CLOSED | no data | NAT. GAS | 1/2” | no data
00-VFGS891 | PRI. REG. STATION OUTLET NITROGEN PURGE/VENT | no data | HP REGULATING STATION (09) | 1/2" SWxTH BALL VALVE, FULL PORT | LEVER | FGS | A00201-C8 | CLOSED | no data | NAT. GAS | 1/2" | no data
00-VFGS892 | SEC. REG. STATION OUTLET NITROGEN PURGE/VENT | no data | HP REGULATING STATION (09) | 1/2" SWxTH BALL VALVE, FULL PORT | LEVER | FGS | A00201-C8 | CLOSED | no data | NAT. GAS | 1/2” | no data
00-VFGS893 | LOW FLOW REG. STATION OUTLET NITROGEN PURGE/VENT | no data | HP REGULATING STATION (09) | 1/2" SWxTH BALL VALVE, FULL PORT | LEVER | FGS | A00201-C8 | CLOSED | no data | NAT. GAS | 1/2” | no data
00-VFGS894 | REDUCED GAS HEADER NITROGEN PURGE/DRAIN | no data | HP REGULATING STATION (09) | 1/2" SWxTH BALL VALVE, FULL PORT | LEVER | FGS | A00201-C8 | CLOSED | no data | NAT. GAS | 1/2" | no data
00-VFGS895 | no data | no data | no data | 1/2" SWxTH BALL VALVE, FULL PORT | LEVER | FGS | A00201-C8 | no data | no data | NAT. GAS | 1/2" | no data
00-VFGS901 | LP HEATER GAS NITROGEN PURGE/DRAIN VALVE | no data | LP ELECTRIC HEATER | 1/2" SWxTH BALL VALVE, FULL PORT | LEVER | FGS | A00201-C9 | CLOSED | no data | NAT. GAS | 1/2" | no data
00-YV-FGS700 | Alliance Emergency Shut Off Valve | FGS yard | no data | 16" RF TRUNNION BALL BALVE, FULL PORT | ACTUATOR | FGS | A00201-C1 | OPEN | CLOSED | NAT. GAS | 16" | no data
00-VFGS702 | no data | no data | no data | 1" SW BALL VALVE, FULL PORT | LEVER | FGS | A00201-C1 | no data | no data | AIR | 1" | no data
00-VFGS703 | FILTER/SEPERATOR NITROGEN PURGE/VENT | no data | FUEL GAS FILTER/SEPERATOR | 3/4" SWxTH BALL VALVE, FULL PORT | LEVER | FGS | A00201-C1 | CLOSED | no data | NAT. GAS | 3/4” | no data
00-VFGS704 | FILTER SEPERATOR DP TRANSMITTER HIGH SIDE | no data | FUEL GAS FILTER/SEPERATOR | 1/2" SWxTH BALL VALVE, FULL PORT | LEVER | FGS | A00201-C1 | OPEN | no data | NAT. GAS | 1/2" | no data
00-VFGS705 | FILTER/SEPERATOR NITROGEN PURGE/VENT | no data | FUEL GAS FILTER/SEPERATOR | 3/4" SWxTH BALL VALVE, FULL PORT | LEVER | FGS | A00201-C1 | CLOSED | no data | NAT. GAS | 3/4” | no data
00-VFGS706 | FILTER SEPERATOR DP TRANSMITTER LOW SIDE | no data | FUEL GAS FILTER/SEPERATOR | 1/2" SWxTH BALL VALVE, FULL PORT | LEVER | FGS | A00201-C1 | OPEN | no data | NAT. GAS | 1/2” | no data
00-VFGS707 | FILTER/SEPERATOR LEVEL COLUM SUPPLY LOWER | no data | FUEL GAS FILTER/SEPERATOR | 1" SW BALL VALVE, FULL PORT | LEVER | FGS | A00201-C1 | OPEN | no data | CONDENSATE | 1" | no data
00-VFGS708 | FILTER/SEPERATOR LEVEL COLUM SUPPLY UPPER | no data | FUEL GAS FILTER/SEPERATOR | 1" SW BALL VALVE, FULL PORT | LEVER | FGS | A00201-C1 | OPEN | no data | NAT. GAS | 1" | no data
00-VFGS709 | FILTER SEPERATOR LEVEL SWITCH ISOLATION LOWER | no data | FUEL GAS FILTER/SEPERATOR | 1" SW BALL VALVE, FULL PORT | LEVER | FGS | A00201-C1 | OPEN | no data | CONDENSATE | 1" | no data
00-VFGS710 | FILTER SEPERATOR LEVEL SWITCH ISOLATION UPPER | no data | FUEL GAS FILTER/SEPERATOR | 1" SW BALL VALVE, FULL PORT | LEVER | FGS | A00201-C1 | OPEN | no data | NAT. GAS | 1" | no data
00-VFGS711 | FILTER/SEPERATOR LEVEL GAGE SUPPLY LOWER | no data | FUEL GAS FILTER/SEPERATOR | 3/4" SW BALL VALVE, FULL PORT | LEVER | FGS | A00201-C1 | OPEN | no data | CONDENSATE | 3/4” | no data
00-VFGS712 | FILTER/SEPERATOR LEVEL GAGE SUPPLY UPPER | no data | FUEL GAS FILTER/SEPERATOR | 3/4" SW BALL VALVE, FULL PORT | LEVER | FGS | A00201-C1 | OPEN | no data | NAT. GAS | 3/4” | no data
00-VFGS713 | FILTER/SEPERATOR LEVEL GAGE SUPPLY LOWER | no data | FUEL GAS FILTER/SEPERATOR | 3/4" SW BALL VALVE, FULL PORT | LEVER | FGS | A00201-C1 | OPEN | no data | CONDENSATE | 3/4” | no data
00-VFGS714 | FILTER/SEPERATOR LEVEL GAGE SUPPLY UPPER | no data | FUEL GAS FILTER/SEPERATOR | 3/4" SW BALL VALVE, FULL PORT | LEVER | FGS | A00201-C1 | OPEN | no data | NAT. GAS | 3/4” | no data
00-VFGS715 | FILTER SEPERATOR LEVEL SWITCH ISOLATION LOWER | no data | FUEL GAS FILTER/SEPERATOR | 1" SW BALL VALVE, FULL PORT | LEVER | FGS | A00201-C1 | OPEN | no data | CONDENSATE | 1" | no data
00-VFGS716 | FILTER SEPERATOR LEVEL SWITCH ISOLATION UPPER | no data | FUEL GAS FILTER/SEPERATOR | 1" SW BALL VALVE, FULL PORT | LEVER | FGS | A00201-C1 | OPEN | no data | NAT. GAS | 1" | no data
00-VFGS717 | FILTER/SEPERATOR LEVEL COLUM SUPPLY LOWER | no data | FUEL GAS FILTER/SEPERATOR | 1" SW BALL VALVE, FULL PORT | LEVER | FGS | A00201-C1 | OPEN | no data | CONDENSATE | 1" | no data
00-VFGS718 | FILTER/SEPERATOR LEVEL COLUM SUPPLY UPPER | no data | FUEL GAS FILTER/SEPERATOR | 1" SW BALL VALVE, FULL PORT | LEVER | FGS | A00201-C1 | OPEN | no data | NAT. GAS | 1" | no data
00-VFGS719 | FILTER/SEPERATOR LEVEL CONTROL VALVE INLET | no data | FUEL GAS FILTER/SEPERATOR | 1" SW BALL VALVE, FULL PORT | LEVER | FGS | A00201-C1 | OPEN | no data | CONDENSATE | 1" | no data
00-VFGS72O | no data | no data | no data | 1" SW BALL VALVE, FULL PORT | LEVER | FGS | A00201-C1 | no data | no data | CONDENSATE | 1" | no data
00-VFGS721 | no data | no data | no data | 2" SW CHECK VALVE | N/A | FGS | A00201-C1 | no data | no data | CONDENSATE | 2.0 | no data
00-VFGS722 | FILTER/SEPERATOR LEVEL CONTROL BYPASS | no data | FUEL GAS FILTER/SEPERATOR | 2" RF TRUNNION BALL VALVE, FULL PORT | LEVER | FGS | A00201-C1 | CLOSED | no data | CONDENSATE | 2" | no data
00-VFGS723 | FILTER/SEPERATOR LEVEL CONTROL VALVE INLET | no data | FUEL GAS FILTER/SEPERATOR | 1" SW BALL VALVE, FULL PORT | LEVER | FGS | A00201-C1 | OPEN | no data | CONDENSATE | 1" | no data
00-VFGS724 | FILTER/SEPERATOR LEVEL CONTROL VALVE OUTLET | no data | FUEL GAS FILTER/SEPERATOR | 1" SW BALL VALVE, FULL PORT | LEVER | FGS | A00201-C1 | OPEN | no data | CONDENSATE | 1" | no data
00-VFGS725 | no data | no data | no data | 2" SW CHECK VALVE | N/A | FGS | A00201-C1 | no data | no data | CONDENSATE | 2.0 | no data
00-VFGS726 | FILTER/SEPERATOR LEVEL CONTROL BYPASS | no data | FUEL GAS FILTER/SEPERATOR | 2" RF TRUNNION BALL VALVE, FULL PORT | LEVER | FGS | A00201-C1 | CLOSED | no data | CONDENSATE | 2" | no data
00-VFGS727 | FILTER SEPERATOR DRAIN TANK LEVEL IND. TRANSMITTER LOWER | no data | FUEL GAS FILTER/SEPERATOR | 2" RF TRUNNION BALL VALVE, FULL PORT | LEVER | FGS | A00201-C1 | OPEN | no data | CONDENSATE | 2" | no data
00-VFGS72g | no data | no data | no data | 2" RF TRUNNION BALL VALVE, FULL PORT | LEVER | FGS | A00201-C1 | no data | no data | NAT. GAS | 2" | no data
00-VFGS729 | FILTER SEPERATOR DRAIN TANK LEVEL GAUGE DRAIN | no data | FUEL GAS FILTER/SEPERATOR | 1/2" SWxTH BALL VALVE, FULL PORT | LEVER | FGS | A00201-C1 | CLOSED | no data | CONDENSATE | 1/2” | no data
00-VFGS730 | FILTER SEPERATOR DRAIN TANK LEVEL GAUGE VENT | no data | FUEL GAS FILTER/SEPERATOR | 1/2" SWxTH BALL VALVE, FULL PORT | LEVER | FGS | A00201-C1 | CLOSED | no data | NAT. GAS | 1/2” | no data
00-VFGS731 | FILTER SEPERATOR DRAIN TANK DRAIN VALVE | no data | FUEL GAS FILTER/SEPERATOR | 1" SW BALL VALVE, FULL PORT | LEVER | FGS | A00201-C1 | CLOSED | no data | CONDENSATE | 1" | no data
00-VFGS732 | FILTER SEPERATOR DRAIN TANK LEVEL SWITH LOWER ISO. | no data | FUEL GAS FILTER/SEPERATOR | 1" SW BALL VALVE, FULL PORT | LEVER | FGS | A00201-C1 | OPEN | no data | CONDENSATE | 1" | no data
00-VFGS735 | FILTER SEPERATOR DRAIN TANK LEVEL SWITH UPPER ISO. | no data | FUEL GAS FILTER/SEPERATOR | 1" SW BALL VALVE, FULL PORT | LEVER | FGS | A00201-C1 | OPEN | no data | CONDENSATE | 1" | no data
00-VFGS736 | FILTER SEPERATOR DRAIN TANK LEVEL SWITH DRAIN ISO. | no data | FUEL GAS FILTER/SEPERATOR | 1/2" SWxTH BALL VALVE, FULL PORT | LEVER | FGS | A00201-C1 | CLOSED | no data | CONDENSATE | 1/2” | no data
00-VFGS738 | no data | no data | no data | 1/2" SWxTH BALL VALVE, FULL PORT | LEVER | FGS | A00201-C1 | no data | no data | CONDENSATE | 1/2” | no data
00-VFGS733 | 12" FLOW METER STATION INLET | no data | FLOW METERING STATION (03) | 12" RF TRUNNION BALL BALVE, FULL PORT | GEAR | FGS | A00201-C2 | OPEN | no data | NAT. GAS | 12" | no data
00-VFGS734 | 6" FLOW METER INLET | no data | FLOW METERING STATION (03) | 6" RF TRUNNION BALL BALVE, FULL PORT | GEAR | FGS | A00201-C2 | OPEN | no data | NAT. GAS | 6" | no data
00-VFGS737 | 12" FLOW METER NITROGEN PURGE/VENT | no data | FLOW METERING STATION (03) | 1/2" SWxTH BALL VALVE, FULL PORT | LEVER | FGS | A00201-C2 | CLOSED | no data | NAT. GAS | 1/2” | no data
00-VFGS739 | 12" PRESSURE TRANSMITTER ISOLATION | no data | FLOW METERING STATION (03) | 1/2" SWxTH BALL VALVE, FULL PORT | LEVER | FGS | A00201-C2 | OPEN | no data | NAT. GAS | 1/2" | no data
00-VFGS740 | 6" PRESSURE TRANSMITTER ISOLATION | no data | FLOW METERING STATION (03) | 1/2" SWxTH BALL VALVE, FULL PORT | LEVER | FGS | A00201-C2 | OPEN | no data | NAT. GAS | 1/2” | no data
00-VFGS741 | 12" PRESSURE TRANSMITTER ISOLATION | no data | FLOW METERING STATION (03) | 1/2" 2-WAY MANIFOLD VALVE | LEVER | FGS | A00201-C2 | OPEN | no data | NAT. GAS | 1/2" | no data
00-VFGS742 | 6" PRESSURE TRANSMITTER ISOLATION | no data | FLOW METERING STATION (03) | 1/2" 2-WAY MANIFOLD VALVE | LEVER | FGS | A00201-C2 | OPEN | no data | NAT. GAS | 1/2" | no data
00-VFGS743 | 12" FLOW METER NITROGEN PURGE/VENT | no data | FLOW METERING STATION (03) | 1" SWxTH BALL VALVE, FULL PORT | LEVER | FGS | A00201-C2 | CLOSED | no data | NAT. GAS | 1" | no data
00-VFGS744 | 6" FLOW METER NITROGEN PURGE/VENT | no data | FLOW METERING STATION (03) | 1” SWxTH BALL VALVE, FULL PORT | LEVER | FGS | A00201-C2 | CLOSED | no data | NAT. GAS | 1" | no data
00-W-FGS745 | no data | no data | no data | 12" RF TRUNNION BALL BALVE, FULL PORT | ACTUATOR | FGS | A00201-C2 | no data | no data | NAT. GAS | 12" | no data
00-VFGS745 | 12" YV-745 DRAIN VALVE | no data | FLOW METERING STATION (03) | 1/2" SWxTH BALL VALVE, FULL PORT | LEVER | FGS | A00201-C2 | CLOSED | no data | AIR | 1/2” | no data
00-YV-FGS746 | no data | no data | no data | 6" RF TRUNNION BALL BALVE, FULL PORT | ACTUATOR | FGS | A00201-C2 | no data | no data | NAT. GAS | 6" | no data
00-VFGS746 | 6" YV-746 DRAIN VALVE | no data | FLOW METERING STATION (03) | 1/2" SWxTH BALL VALVE, FULL PORT | LEVER | FGS | A00201-C2 | CLOSED | no data | AIR | 1/2" | no data
00-VFGS747 | 12" FLOW METER NITROGEN PURGE/VENT | no data | FLOW METERING STATION (03) | 1" SWxTH BALL VALVE, FULL PORT | LEVER | FGS | A00201-C2 | CLOSED | no data | NAT. GAS | 1" | no data
00-VFGS748 | 6" FLOW METER NITROGEN PURGE/VENT | no data | FLOW METERING STATION (03) | 1" SWxTH BALL VALVE, FULL PORT | LEVER | FGS | A00201-C2 | CLOSED | no data | NAT. GAS | 1" | no data
00-VFGS749 | no data | no data | no data | 1/2" SWxTH BALL VALVE, FULL PORT | LEVER | FGS | A00201-C2 | no data | no data | AIR | 1/2” | no data
00-VFGS751 | no data | no data | no data | 1/2" SWxTH BALL VALVE, FULL PORT | LEVER | FGS | A00201-C4 | no data | no data | NAT. GAS | 1/2” | no data
00-VFGS752 | no data | no data | no data | 1/2" 2-WAY MANIFOLD VALVE | LEVER | FGS | A00201-C4 | no data | no data | NAT. GAS | 1/2” | no data
00-VFGS753 | PRESS TRANSMITTER ISOLATION #1 HEAT EXCHANGER INLET | no data | GLYCOL HEAT EXCHANGER SKID | 1/2" SWxTH BALL VALVE, FULL PORT | LEVER | FGS | A00201-C4 | OPEN | no data | NAT. GAS | 1/2” | no data
00-VFGS754 | no data | no data | no data | 1/2" SWxTH BALL VALVE, FULL PORT | LEVER | FGS | A00201-C4 | no data | no data | AIR | 1/2” | no data
00-VFGS755 | GLYCOL HEAT EXCHANGER NITROGEN PURGE/VENT (GAS SIDE) | no data | GLYCOL HEAT EXCHANGER SKID | 1/2" SWxTH BALL VALVE, FULL PORT | LEVER | FGS | A00201-C4 | CLOSED | no data | NAT. GAS | 1/2" | no data
00-VFGS756 | no data | no data | no data | 1/2" SWxTH BALL VALVE, FULL PORT | LEVER | FGS | A00201-C4 | no data | no data | NAT. GAS | 1/2” | no data
00-VFGS757 | no data | no data | no data | 1/2" 2-WAY MANIFOLD VALVE | LEVER | FGS | A00201-C4 | no data | no data | NAT. GAS | 1/2” | no data
00-VFGS758 | GLYCOL HEAT EXCHANGER NITROGEN PURGE/VENT (GAS SIDE) | no data | GLYCOL HEAT EXCHANGER SKID | 1/2" SWxTH BALL VALVE, FULL PORT | LEVER | FGS | A00201-C4 | CLOSED | no data | NAT. GAS | 1/2" | no data
00-VFGS759 | PRESS TRANSMITTER ISOLATION #1 HEAT EXCHANGER INLET | no data | GLYCOL HEAT EXCHANGER SKID | 1/2" 2-WAY MANIFOLD VALVE | LEVER | FGS | A00201-C4 | OPEN | no data | NAT. GAS | 1/2" | no data
00-VFGS761 | no data | no data | no data | 1/2" SWxTH BALL VALVE, FULL PORT | LEVER | FGS | A00201-C4 | no data | no data | AIR | 1/2" | no data
02-MOV-CND-814COP | no data | no data | no data | STEAM VALVE, ROW 1 | MOTOR | HLTCACC | 11737.0 | no data | no data | STEAM | 140" | no data
02-MOV-CND-815COP | no data | no data | no data | STEAM VALVE, ROW 2 | MOTOR | HLTCACC | 11737.0 | no data | no data | STEAM | 140" | no data
02-SOV-CND-814 | no data | no data | no data | AIR BLEED VALVE-ROW 1 | SOLENOID | HLTCACC | 11737.0 | no data | no data | AIR | 1/2" | no data
02-SOV-CND-815 | no data | no data | no data | AIR BLEED VALVE-ROW 2 | SOLENOID | HLTCACC | 11737.0 | no data | no data | AIR | 1/2" | no data
02-TRP-CND-814 | no data | no data | no data | DRAIN TRAP-ROW I | FLOAT | HLTCACC | 11737.0 | no data | no data | WATER | 3/4" | no data
02-TRP-CND-815 | no data | no data | no data | DRAIN TRAP-ROW 2 | FLOAT | HLTCACC | 11737.0 | no data | no data | WATER | 3/4" | no data
02-V-CND-814A | no data | no data | no data | TRAP BYPASS VALVE | LEVER | HLTCACC | 11737.0 | no data | no data | WATER | 3/4" | no data
02-V-CND-815A | no data | no data | no data | TRAP BYPASS VALVE | LEVER | HLTCACC | 11737.0 | no data | no data | WATER | 3/4" | no data
02-V-CND-814B | no data | no data | no data | TRAP ISOLATION VALVE | LEVER | HLTCACC | 11737.0 | no data | no data | WATER | 3/4" | no data
02-V-CND-815B | no data | no data | no data | TRAP ISOLATION VALVE | LEVER | HLTCACC | 11737.0 | no data | no data | WATER | 3/4" | no data
02-V-CND-814C | no data | no data | no data | TRAP ISOLATION VALVE | LEVER | HLTCACC | 11737.0 | no data | no data | WATER | 3/4" | no data
02-V-CND-815C | no data | no data | no data | TRAP ISOLATION VALVE | LEVER | HLTCACC | 11737.0 | no data | no data | WATER | 3/4" | no data
02-V-CND-868 | no data | no data | no data | CONDENSATE TANK DRAIN VALVE | LEVER | HLTCACC | 11737.0 | no data | no data | WATER | 3" | no data
02-YV-CND-871COP | no data | no data | no data | NCG VALVE, ROW 1 | CYLINDER | HLTCACC | 11737.0 | no data | no data | NCG | 8" | no data
02-YV-CND-872COP | no data | no data | no data | NCG VALVE, ROW 2 | CYLINDER | HLTCACC | 11737.0 | no data | no data | NCG | 8" | no data
02-V-ARM-879 | no data | no data | no data | INLET BLOCK VALVE | HANDWHEEL | HLTCACC | 11737.0 | no data | no data | NCG | 6" | no data
02-FSV-ARM-879 | no data | no data | no data | INLET CHECK VALVE | no data | HLTCACC | 11737.0 | no data | no data | NCG | 6" | no data
02-YV-ARM-880COP | no data | no data | no data | DA MOTIVE STEAM ISOLATION | CYLINDER | HLTCACC | 11737.0 | no data | no data | STEAM | 1" | no data
02-V-ARM-880 | no data | no data | no data | MOTIVE STEAM BLOCK | LEVER | HLTCACC | 11737.0 | no data | no data | STEAM | 1" | no data
02-TRP-880 | no data | no data | no data | MOISTURE SEPARATOR DRAIN TRAP | Bi-METALLIC | HLTCACC | 11737.0 | no data | no data | STEAM | 1" | no data
02-V-ARM-881 | no data | no data | no data | OUTLET BLOCK VALVE | HANDWHEEL | HLTCACC | 11737.0 | no data | no data | NCG | 6" | no data
02-V-ARM-970A | no data | no data | no data | GLYCOL SUPPLY BLOCK VALVE-SKID A | HANDWHEEL | HLTCACC | 11737.0 | no data | no data | 55% GLYCOL | 3" | no data
02-V-ARM-970B | no data | no data | no data | GLYCOL SUPPLY BLOCK VALVE-SKID B | HANDWHEEL | HLTCACC | 11737.0 | no data | no data | 55% GLYCOL | 3" | no data
02-V-ARM-970C | no data | no data | no data | GLYCOL SUPPLY BLOCK VALVE-SKID C | HANDWHEEL | HLTCACC | 11737.0 | no data | no data | 55% GLYCOL | 3" | no data
02-V-ARM-970D | no data | no data | no data | GLYCOL SUPPLY BLOCK VALVE-SKID D | HANDWHEEL | HLTCACC | 11737.0 | no data | no data | 55% GLYCOL | 3" | no data
02-V-ARM-970E | no data | no data | no data | GLYCOL SUPPLY BLOCK VALVE-SKID E | HANDWHEEL | HLTCACC | 11737.0 | no data | no data | 55% GLYCOL | 3" | no data
02-V-ARM-971A | no data | no data | no data | GLYCOL RETURN BLOCK VALVE-SKID A | HANDWHEEL | HLTCACC | 11737.0 | no data | no data | 55% GLYCOL | 3" | no data
02-V-ARM-971B | no data | no data | no data | GLYCOL RETURN BLOCK VALVE-SKID B | HANDWHEEL | HLTCACC | 11737.0 | no data | no data | 55% GLYCOL | 3" | no data
02-V-ARM-971C | no data | no data | no data | GLYCOL RETURN BLOCK VALVE-SKID C | HANDWHEEL | HLTCACC | 11737.0 | no data | no data | 55% GLYCOL | 3" | no data
02-V-ARM-971D | no data | no data | no data | GLYCOL RETURN BLOCK VALVE-SKID D | HANDWHEEL | HLTCACC | 11737.0 | no data | no data | 55% GLYCOL | 3" | no data
02-V-ARM-971E | no data | no data | no data | GLYCOL RETURN BLOCK VALVE-SKID E | HANDWHEEL | HLTCACC | 11737.0 | no data | no data | 55% GLYCOL | 3" | no data
02-PV-CND-981 | no data | no data | no data | INLET PRESSURE REGULATOR | PISTON/SPRING | HLTCACC | 11737.0 | no data | no data | WATER | 2" | no data
02-PV-CND-982 | no data | no data | no data | PUMP DISCH PRESSURE REGULATOR | PISTON/SPRING | HLTCACC | 11737.0 | no data | no data | WATER | 3/4" | no data
02-V-CND-981B | no data | no data | no data | SYSTEM DRAIN VALVE | LEVER | HLTCACC | 11737.0 | no data | no data | STEAM | 1" | no data
02-V-CND-983A | no data | no data | no data | BRANCH VALVE | LEVER | HLTCACC | 11737.0 | no data | no data | STEAM | 1" | no data
02-V-CND-983B | no data | no data | no data | BRANCH VALVE | LEVER | HLTCACC | 11737.0 | no data | no data | STEAM | 1" | no data
02-V-CND-983C | no data | no data | no data | BRANCH VALVE | LEVER | HLTCACC | 11737.0 | no data | no data | STEAM | 1" | no data
02-V-CND-983D | no data | no data | no data | BRANCH VALVE | LEVER | HLTCACC | 11737.0 | no data | no data | STEAM | 1" | no data
02-V-CND-983E | no data | no data | no data | BRANCH VALVE | LEVER | HLTCACC | 11737.0 | no data | no data | STEAM | 1" | no data
02-IV-CND-722-A | no data | no data | no data | BACKPRESSURE TRANS. | LEVER | HLTCACC | 11737.0 | no data | no data | STEAM | 3/4" | no data
02-IV-CND-722-B | no data | no data | no data | BACKPRESSURE TRANS. | LEVER | HLTCACC | 11737.0 | no data | no data | STEAM | 3/4" | no data
02-IV-CND-722-C | no data | no data | no data | BACKPRESSURE TRANS. | LEVER | HLTCACC | 11737.0 | no data | no data | STEAM | 3/4" | no data
02-IV-CND-722 | no data | no data | no data | MAIN DUCT PRESSURE IND. | LEVER | HLTCACC | 11737.0 | no data | no data | STEAM | 1/2" | no data
02-IV-CND-811-A | no data | no data | no data | DRAIN POT LEVEL TRANS. | HW/HW | HLTCACC | 11737.0 | no data | no data | WATER | 2" | no data
02-IV-CND-811-B | no data | no data | no data | DRAIN POT LEVEL TRANS. | HW/HW | HLTCACC | 11737.0 | no data | no data | WATER | 2" | no data
02-IV-CND-811-C | no data | no data | no data | DRAIN POT LEVEL TRANS. | HW/HW | HLTCACC | 11737.0 | no data | no data | WATER | 2" | no data
02-IV-CND-811-D | no data | no data | no data | DRAIN POT LEVEL TRANS. | HW/HW | HLTCACC | 11737.0 | no data | no data | WATER | 2" | no data
02-IV-CND-811-E | no data | no data | no data | DRAIN POT LEVEL TRANS. | HW/HW | HLTCACC | 11737.0 | no data | no data | WATER | 2" | no data
02-IV-CND-811-F | no data | no data | no data | DRAIN POT LEVEL TRANS. | HW/HW | HLTCACC | 11737.0 | no data | no data | WATER | 2" | no data
02-IV-CND-814 | no data | no data | no data | DIFFERENTIAL PRESSURE SWITCH-ROW 1 | LEVER | HLTCACC | 11737.0 | no data | no data | STEAM | 1/2" | no data
02-IV-CND-815- | no data | no data | no data | DIFFERENTIAL PRESSURE SWITCH-ROW 2 | LEVER | HLTCACC | 11737.0 | no data | no data | STEAM | 1/2" | no data
02-IV-CND-863A | no data | no data | no data | COND. TANK LEVEL TRANS. | HW/CH WHL | HLTCACC | 11737.0 | no data | no data | WATER | 2" | no data
02-IV-CND-863B | no data | no data | no data | COND. TANK LEVEL TRANS. | HW/CH WHL | HLTCACC | 11737.0 | no data | no data | WATER | 2" | no data
02-IV-CND-863C | no data | no data | no data | COND. TANK LEVEL TRANS. | HW/CH WHL | HLTCACC | 11737.0 | no data | no data | WATER | 2" | no data
02-IV-CND-863D | no data | no data | no data | COND. TANK LEVEL TRANS. | HW/CH WHL | HLTCACC | 11737.0 | no data | no data | WATER | 2" | no data
02-IV-CND-863E | no data | no data | no data | COND. TANK LEVEL TRANS. | HW/CH WHL | HLTCACC | 11737.0 | no data | no data | WATER | 2" | no data
02-IV-CND-863F | no data | no data | no data | COND. TANK LEVEL TRANS. | HW/CH WHL | HLTCACC | 11737.0 | no data | no data | WATER | 2" | no data
02-IV-CND-864A | no data | no data | no data | COND.TANK LEVEL INDICATE | HW/CH WHL | HLTCACC | 11737.0 | no data | no data | WATER | 2" | no data
02-IV-CND-864B | no data | no data | no data | COND.TANK LEVEL INDICATE | HW/CH WHL | HLTCACC | 11737.0 | no data | no data | WATER | 2" | no data
02-IV-CND-867A | no data | no data | no data | CONDENSATE TANK PRESS. TRANSM | LEVER | HLTCACC | 11737.0 | no data | no data | STEAM | 3/4" | no data
02-IV-CND-867B | no data | no data | no data | CONDENSATE TANK PRESS. TRANSM | LEVER | HLTCACC | 11737.0 | no data | no data | STEAM | 3/4" | no data
02-IV-CND-867C | no data | no data | no data | CONDENSATE TANK PRESS. TRANSM | LEVER | HLTCACC | 11737.0 | no data | no data | STEAM | 3/4" | no data
02-IV-CND-868 | no data | no data | no data | DEAERATOR PRESSURE IND. | LEVER | HLTCACC | 11737.0 | no data | no data | STEAM | 1/2" | no data
02-IV-ARM-880 | no data | no data | no data | DA MOTIVE STEAM PRESS. IND. | LEVER | HLTCACC | 11737.0 | no data | no data | STEAM | 1/2" | no data
02-ARM-YV-883 | no data | no data | no data | INLET ISOLATION VALVE | PNEUMATIC | HLTCACC | 11737.0 | no data | no data | Air | 8" | no data
02-ARM-V-883 | no data | no data | no data | INLET ISOLATION VALVE | LEVER | HLTCACC | 11737.0 | no data | no data |  | 8" | no data
02-ARM-FSV-883 | no data | no data | no data | INLET CHECK VALVE | MANUAL | HLTCACC | 11737.0 | no data | no data | Air | 8" | no data
02-ARM-V-884 | no data | no data | no data | ANTI CAVITATION VALVE | MANUAL | HLTCACC | 11737.0 | no data | no data | Air | 1.5" | no data
02-ARM-V-885B | no data | no data | no data | Y STRAINER BLOW DOWN VALVE | MANUAL | HLTCACC | 11737.0 | no data | no data | Water | 0.5" | no data
02-ARM-V-885A | no data | no data | no data | SEAL WATER ISOLATION VALVE | MANUAL | HLTCACC | 11737.0 | no data | no data | Water | 3" | no data
02-ARM-YV-886 | no data | no data | no data | SPRAY NOZZLE ISOLATION VALVE | PNEUMATIC | HLTCACC | 11737.0 | no data | no data | Water | 2" | no data
02-ARM-V-886A | no data | no data | no data | SEAL WATER ADJUSTING VALVE | MANUAL | HLTCACC | 11737.0 | no data | no data | Water | 1.5" | no data
02-ARM-V-886B | no data | no data | no data | SPRAY NOZZLE ADJUSTING VALVE | MANUAL | HLTCACC | 11737.0 | no data | no data | Water | 2" | no data
02-ARM-V-888C | no data | no data | no data | Y STRAINER BLOW DOWN VALVE | MANUAL | HLTCACC | 11737.0 | no data | no data | Water | 0.38" | no data
02-ARM-V-888A | no data | no data | no data | MAKEUP BYPASS VALVE | MANUAL | HLTCACC | 11737.0 | no data | no data | Water | 1" | no data
02-ARM-V-888B | no data | no data | no data | MAKEUP ISOLATION VALVE | MANUAL | HLTCACC | 11737.0 | no data | no data | Water | 1" | no data
02-ARM-V-888D | no data | no data | no data | SYSTEM DRAIN VALVE | MANUAL | HLTCACC | 11737.0 | no data | no data | Water | 1" | no data
V-888E | U1 LRVP A seal water isolation valve to make up control valve | U1 VACUUM PUMP AREA | no data | MAKEUP ISOLATION VALVE | MANUAL | HLTCACC | 11737.0 | OPEN | CLOSED | Water | 1" | no data
02-ARM-YV-888 | no data | no data | no data | MAKEUP ISOLATION VALVE | Pneumatic | HLTCACC | 11737.0 | no data | no data | Water | 1" | no data
02-ARM-V-889B | no data | no data | no data | FLOW METER ISOLATION VALVE | MANUAL | HLTCACC | 11737.0 | no data | no data | Air | 1" | no data
02-ARM-V-889A | no data | no data | no data | DISCHARGE CHECK VALVE | MANUAL | HLTCACC | 11737.0 | no data | no data | Air | 10" | no data
02-ARM-YV-890 | no data | no data | no data | INLET ISOLATION VALVE | PNEUMATIC | HLTCACC | 11737.0 | no data | no data | Air | 8" | no data
02-ARM-V-890 | no data | no data | no data | INLET ISOLATION VALVE | LEVER | HLTCACC | 11737.0 | no data | no data |  | 8" | no data
02-ARM-FSV-890 | no data | no data | no data | INLET CHECK VALVE | MANUAL | HLTCACC | 11737.0 | no data | no data | Air | 8" | no data
02-ARM-V-891 | no data | no data | no data | ANTI CAVITATION VALVE | MANUAL | HLTCACC | 11737.0 | no data | no data | Air | 1.5" | no data
02-ARM-V-892B | no data | no data | no data | Y STRAINER BLOW DOWN VALVE | MANUAL | HLTCACC | 11737.0 | no data | no data | Water | 0.5" | no data
02-ARM-V-892A | Seal water Pump suction | U2 ACC AREA | no data | SEAL WATER ISOLATION VALVE | MANUAL | HLTCACC | 11737.0 | OPEN | CLOSED | Water | 3" | no data
02-ARM-YV-893 | no data | no data | no data | SPRAY NOZZLE ISOLATION VALVE | PNEUMATIC | HLTCACC | 11737.0 | no data | no data | Water | 2" | no data
02-ARM-V-893A | Vacuum pump seal water makeup ISO | U2 ACC AREA | no data | SEAL WATER ADJUSTING VALVE | Manual | HLTCACC | 11737.0 | OPEN | CLOSED | Water | 1.5" | no data
02-ARM-V-893B | vac Pump spray valve Iso | U2 ACC AREA | no data | SPRAY NOZZLE ADJUSTING VALVE | MANUAL | HLTCACC | 11737.0 | OPEN | CLOSED | Water | 2" | no data
02-ARM-V-895C | no data | no data | no data | Y STRAINER BLOW DOWN VALVE | MANUAL | HLTCACC | 11737.0 | no data | no data | Water | 0.38" | no data
02-ARM-V-895A | no data | no data | no data | MAKEUP BYPASS VALVE | MANUAL | HLTCACC | 11737.0 | no data | no data | Water | 1" | no data
02-ARM-V-895B | no data | no data | no data | MAKEUP ISOLATION VALVE | MANUAL | HLTCACC | 11737.0 | no data | no data | Water | 1" | no data
02-ARM-V-895D | no data | no data | no data | SYSTEM DRAIN VALVE | MANUAL | HLTCACC | 11737.0 | no data | no data | Water | 1" | no data
V-895E | U1 LRVP "B" seal water isolation valve to make up control valve | U2 VACUUM PUMP AREA | no data | MAKEUP ISOLATION VALVE | MANUAL | HLTCACC | 11737.0 | OPEN | CLOSED | Water | 1" | no data
02-ARM-YV-895 | no data | no data | no data | MAKEUP ISOLATION VALVE | PNEUMATIC | HLTCACC | 11737.0 | no data | no data | Water | 1" | no data
02-ARM-V-896B | no data | no data | no data | FLOW METER ISOLATION VALVE | MANUAL | HLTCACC | 11737.0 | no data | no data | Air | 1" | no data
02-ARM-V-896A | no data | no data | no data | DISCHARGE CHECK VALVE | MANUAL | HLTCACC | 11737.0 | no data | no data | Air | 10" | no data
02-ARM-YV-898 | no data | no data | no data | INLET ISOLATION VALVE | PNEUMATIC | HLTCACC | 11737.0 | no data | no data | Air | 8" | no data
02-ARM-V-898 | no data | no data | no data | INLET ISOLATION VALVE | LEVER | HLTCACC | 11737.0 | no data | no data |  | 8" | no data
02-ARM-FSV-898 | no data | no data | no data | INLET CHECK VALVE | MANUAL | HLTCACC | 11737.0 | no data | no data | Air | 8" | no data
02-ARM-V-899 | no data | no data | no data | ANTI CAVITATION VALVE | MANUAL | HLTCACC | 11737.0 | no data | no data | Air | 1.5" | no data
02-ARM-V-900B | no data | no data | no data | Y STRAINER BLOW DOWN VALVE | MANUAL | HLTCACC | 11737.0 | no data | no data | Water | 0.5" | no data
02-ARM-V-900A | no data | no data | no data | SEAL WATER ISOLATION VALVE | MANUAL | HLTCACC | 11737.0 | no data | no data | Water | 3" | no data
02-ARM-YV-902 | no data | no data | no data | SPRAY NOZZLE ISOLATION VALVE | PNEUMATIC | HLTCACC | 11737.0 | no data | no data | Water | 2" | no data
02-ARM-V-902A | no data | no data | no data | SEAL WATER ADJUSTING VALVE | MANUAL | HLTCACC | 11737.0 | no data | no data | Water | 1.5" | no data
02-ARM-V-902B | no data | no data | no data | SPRAY NOZZLE ADJUSTING VALVE | MANUAL | HLTCACC | 11737.0 | no data | no data | Water | 2" | no data
02-ARM-V-903C | no data | no data | no data | Y STRAINER BLOW DOWN VALVE | MANUAL | HLTCACC | 11737.0 | no data | no data | Water | 0.38" | no data
02-ARM-V-903A | no data | no data | no data | MAKEUP BYPASS VALVE | MANUAL | HLTCACC | 11737.0 | no data | no data | Water | 1" | no data
02-ARM-V-903B | no data | no data | no data | MAKEUP ISOLATION VALVE | MANUAL | HLTCACC | 11737.0 | no data | no data | Water | 1" | no data
02-ARM-V-903D | no data | no data | no data | SYSTEM DRAIN VALVE | MANUAL | HLTCACC | 11737.0 | no data | no data | Water | 1" | no data
V-903E | U1 LRVP "C" seal water isolation valve to make up control valve | U1 VACUUM PUMP AREA | no data | MAKEUP ISOLATION VALVE | MANUAL | HLTCACC | 11737.0 | OPEN | CLOSED | Water | 1" | no data
02-ARM-YV-903 | no data | no data | no data | MAKEUP ISOLATION VALVE | PNEUMATIC | HLTCACC | 11737.0 | no data | no data | Water | 1" | no data
02-ARM-V-904B | no data | no data | no data | FLOW METER ISOLATION VALVE | MANUAL | HLTCACC | 11737.0 | no data | no data | Air | 1" | no data
02-ARM-V-904A | no data | no data | no data | DISCHARGE CHECK VALVE | MANUAL | HLTCACC | 11737.0 | no data | no data | Air | 10" | no data
02-ARM-YV-906 | no data | no data | no data | INLET ISOLATION VALVE | PNEUMATIC | HLTCACC | 11737.0 | no data | no data | Air | 8" | no data
02-ARM-V-906 | no data | no data | no data | INLET ISOLATION VALVE | LEVER | HLTCACC | 11737.0 | no data | no data |  | 8" | no data
02-ARM-FSV-906 | no data | no data | no data | INLET CHECK VALVE | MANUAL | HLTCACC | 11737.0 | no data | no data | Air | 8" | no data
02-ARM-V-907 | no data | no data | no data | ANTI CAVITATION VALVE | MANUAL | HLTCACC | 11737.0 | no data | no data | Air | 1.5" | no data
02-ARM-V-908B | no data | no data | no data | Y STRAINER BLOW DOWN VALVE | MANUAL | HLTCACC | 11737.0 | no data | no data | Water | 0.5" | no data
02-ARM-V-908A | no data | no data | no data | SEAL WATER ISOLATION VALVE | MANUAL | HLTCACC | 11737.0 | no data | no data | Water | 3" | no data
02-ARM-YV-909 | no data | no data | no data | SPRAY NOZZLE ISOLATION VALVE | PNEUMATIC | HLTCACC | 11737.0 | no data | no data | Water | 2" | no data
02-ARM-V-909A | no data | no data | no data | SEAL WATER ADJUSTING VALVE | MANUAL | HLTCACC | 11737.0 | no data | no data | Water | 1.5" | no data
02-ARM-V-909B | no data | no data | no data | SPRAY NOZZLE ADJUSTING VALVE | MANUAL | HLTCACC | 11737.0 | no data | no data | Water | 2" | no data
02-ARM-V-911C | no data | no data | no data | Y STRAINER BLOW DOWN VALVE | MANUAL | HLTCACC | 11737.0 | no data | no data | Water | 0.38" | no data
02-ARM-V-911A | no data | no data | no data | MAKEUP BYPASS VALVE | MANUAL | HLTCACC | 11737.0 | no data | no data | Water | 1" | no data
02-ARM-V-911B | no data | no data | no data | MAKEUP ISOLATION VALVE | MANUAL | HLTCACC | 11737.0 | no data | no data | Water | 1" | no data
02-ARM-V-911D | no data | no data | no data | SYSTEM DRAIN VALVE | MANUAL | HLTCACC | 11737.0 | no data | no data | Water | 1" | no data
V-911E | U1 LRVP "D" seal water isolation valve to make up control valve | U1 VACUUM PUMP AREA | no data | MAKEUP ISOLATION VALVE | MANUAL | HLTCACC | 11737.0 | OPEN | CLOSED | Water | 1" | no data
02-ARM-YV-911 | no data | no data | no data | MAKEUP ISOLATION VALVE | PNEUMATIC | HLTCACC | 11737.0 | no data | no data | Water | 1" | no data
02-ARM-V-912B | no data | no data | no data | FLOW METER ISOLATION VALVE | MANUAL | HLTCACC | 11737.0 | no data | no data | Air | 1" | no data
02-ARM-V-912A | no data | no data | no data | DISCHARGE CHECK VALVE | MANUAL | HLTCACC | 11737.0 | no data | no data | Air | 10" | no data
YV-914 | U1 LRVP "E" non condensable inlet isolation valve | U1 VACUUM PUMP AREA | no data | INLET ISOLATION VALVE | PNEUMATIC | HLTCACC | 11737.0 | AUTO | CLOSED | Air | 8" | no data
02-ARM-V-914 | no data | no data | no data | INLET ISOLATION VALVE | LEVER | HLTCACC | 11737.0 | no data | no data |  | 8" | no data
02-ARM-FSV-914 | no data | no data | no data | INLET CHECK VALVE | MANUAL | HLTCACC | 11737.0 | no data | no data | Air | 8" | no data
V-915 | U1 LRVP "E" seal water tank equalization isolation valve | U1 VACUUM PUMP AREA | no data | ANTI CAVITATION VALVE | MANUAL | HLTCACC | 11737.0 | OPEN | CLOSED | Air | 1.5" | no data
02-ARM-V-916B | no data | no data | no data | Y STRAINER BLOW DOWN VALVE | MANUAL | HLTCACC | 11737.0 | no data | no data | Water | 0.5" | no data
02-ARM-IV-916 | no data | no data | no data | Pressure gauge isolation valve | MANUAL | HLTCACC | 11737.0 | no data | no data | Water | 0.5" | no data
V-916A | U1 LRVP "E" discharge isolation valve off seal water tank | U1 VACUUM PUMP AREA | no data | SEAL WATER ISOLATION VALVE | MANUAL | HLTCACC | 11737.0 | OPEN | CLOSED | Water | 3" | no data
02-ARM-YV-917 | no data | no data | no data | SPRAY NOZZLE ISOLATION VALVE | Pneumatic | HLTCACC | 11737.0 | no data | no data | Water | 2" | no data
V-917A | U1 LRVP "E" seal water discharge isolation valve after heat exch | U1 VACUUM PUMP AREA | no data | SEAL WATER ADJUSTING VALVE | MANUAL | HLTCACC | 11737.0 | OPEN | CLOSED | Water | 1.5" | no data
V-917B | U1 LRVP "E" isolation valve to seal water spray valve | U1 VACUUM PUMP AREA | no data | SPRAY NOZZLE ADJUSTING VALVE | MANUAL | HLTCACC | 11737.0 | OPEN | CLOSED | Water | 2" | no data
02-ARM-V-919C | no data | no data | no data | Y STRAINER BLOW DOWN VALVE | MANUAL | HLTCACC | 11737.0 | no data | no data | Water | 0.38" | no data
V-919A | U1 LRVP "E" seal water isolation valve to bypass to tank | U1 VACUUM PUMP AREA | no data | MAKEUP BYPASS VALVE | MANUAL | HLTCACC | 11737.0 | OPEN | CLOSED | Water | 1" | no data
V-919B | U1 LRVP "E" seal water isolation valve to make up control valve | U1 VACUUM PUMP AREA | no data | MAKEUP ISOLATION VALVE | MANUAL | HLTCACC | 11737.0 | OPEN | CLOSED | Water | 1" | no data
02-ARM-V-919D | no data | no data | no data | SYSTEM DRAIN VALVE | MANUAL | HLTCACC | 11737.0 | no data | no data | Water | 1" | no data
V-919E | U1 LRVP E seal water isolation valve to make up control valve | U1 VACUUM PUMP AREA | no data | MAKEUP ISOLATION VALVE | MANUAL | HLTCACC | 11737.0 | OPEN | CLOSED | Water | 1" | no data
02-ARM-YV-919 | no data | no data | no data | MAKEUP ISOLATION VALVE | PNEUMATIC | HLTCACC | 11737.0 | no data | no data | Water | 1" | no data
02-ARM-V-920B | no data | no data | no data | FLOW METER ISOLATION VALVE | MANUAL | HLTCACC | 11737.0 | no data | no data | Air | 1" | no data
02-ARM-V-920A | no data | no data | no data | DISCHARGE CHECK VALVE | MANUAL | HLTCACC | 11737.0 | no data | no data | Air | 10" | no data
02-ARM-IV-883A | no data | no data | no data | PRESSURE TRANSMITTER ISOLATION VALVE | MANUAL | HLTCACC | 11737.0 | no data | no data | Air | 0.5" | no data
02-ARM-IV-883B | no data | no data | no data | PRESSURE GAUGE ISOLATION VALVE | MANUAL | HLTCACC | 11737.0 | no data | no data | Air | 0.5" | no data
02-ARM-IV-885 | no data | no data | no data | PRESSURE GAUGE ISOLATION VALVE | MANUAL | HLTCACC | 11737.0 | no data | no data | Water | 0.5" | no data
02-ARM-IV-886A | no data | no data | no data | PRESSURE GAUGE ISOLATION VALVE | MANUAL | HLTCACC | 11737.0 | no data | no data | Water | 0.5" | no data
02-ARM-IV-886B | no data | no data | no data | PRESSURE GAUGE ISOLATION VALVE | MANUAL | HLTCACC | 11737.0 | no data | no data | Water | 0.5" | no data
02-ARM-IV-888A | no data | no data | no data | LEVEL GAUGE ISOLATION VALVE | MANUAL | HLTCACC | 11737.0 | no data | no data | Water | 0.75" | no data
02-ARM-IV-888B | no data | no data | no data | LEVEL GAUGE ISOLATION VALVE | MANUAL | HLTCACC | 11737.0 | no data | no data | Water | 0.75" | no data
02-ARM-IV-890A | no data | no data | no data | PRESSURE TRANSMITTER ISOLATION VALVE | MANUAL | HLTCACC | 11737.0 | no data | no data | Air | 0.5" | no data
02-ARM-IV-890B | no data | no data | no data | PRESSURE GAUGE ISOLATION VALVE | MANUAL | HLTCACC | 11737.0 | no data | no data | Air | 0.5" | no data
02-ARM-IV-892 | no data | no data | no data | PRESSURE GAUGE ISOLATION VALVE | MANUAL | HLTCACC | 11737.0 | no data | no data | Water | 0.5" | no data
02-ARM-IV-893A | no data | no data | no data | PRESSURE GAUGE ISOLATION VALVE | MANUAL | HLTCACC | 11737.0 | no data | no data | Water | 0.5" | no data
02-ARM-IV-893B | no data | no data | no data | PRESSURE GAUGE ISOLATION VALVE | MANUAL | HLTCACC | 11737.0 | no data | no data | Water | 0.5" | no data
02-ARM-IV-895A | no data | no data | no data | LEVEL GAUGE ISOLATION VALVE | MANUAL | HLTCACC | 11737.0 | no data | no data | Water | 0.75" | no data
02-ARM-IV-895B | no data | no data | no data | LEVEL GAUGE ISOLATION VALVE | MANUAL | HLTCACC | 11737.0 | no data | no data | Water | 0.75" | no data
02-ARM-IV-898A | no data | no data | no data | PRESSURE TRANSMITTER ISOLATION VALVE | MANUAL | HLTCACC | 11737.0 | no data | no data | Air | 0.5" | no data
02-ARM-IV-898B | no data | no data | no data | PRESSURE GAUGE ISOLATION VALVE | MANUAL | HLTCACC | 11737.0 | no data | no data | Air | 0.5" | no data
02-ARM-IV-900 | no data | no data | no data | PRESSURE GAUGE ISOLATION VALVE | MANUAL | HLTCACC | 11737.0 | no data | no data | Water | 0.5" | no data
02-ARM-IV-902A | no data | no data | no data | PRESSURE GAUGE ISOLATION VALVE | MANUAL | HLTCACC | 11737.0 | no data | no data | Water | 0.5" | no data
02-ARM-IV-902B | no data | no data | no data | PRESSURE GAUGE ISOLATION VALVE | MANUAL | HLTCACC | 11737.0 | no data | no data | Water | 0.5" | no data
02-ARM-IV-903A | no data | no data | no data | LEVEL GAUGE ISOLATION VALVE | MANUAL | HLTCACC | 11737.0 | no data | no data | Water | 0.75" | no data
02-ARM-IV-903B | no data | no data | no data | LEVEL GAUGE ISOLATION VALVE | MANUAL | HLTCACC | 11737.0 | no data | no data | Water | 0.75" | no data
02-ARM-IV-906A | no data | no data | no data | PRESSURE TRANSMITTER ISOLATION VALVE | MANUAL | HLTCACC | 11737.0 | no data | no data | Air | 0.5" | no data
02-ARM-IV-906B | no data | no data | no data | PRESSURE GAUGE ISOLATION VALVE | MANUAL | HLTCACC | 11737.0 | no data | no data | Air | 0.5" | no data
02-ARM-IV-908 | no data | no data | no data | PRESSURE GAUGE ISOLATION VALVE | MANUAL | HLTCACC | 11737.0 | no data | no data | Water | 0.5" | no data
02-ARM-IV-909A | no data | no data | no data | PRESSURE GAUGE ISOLATION VALVE | MANUAL | HLTCACC | 11737.0 | no data | no data | Water | 0.5" | no data
02-ARM-IV-909B | no data | no data | no data | PRESSURE GAUGE ISOLATION VALVE | MANUAL | HLTCACC | 11737.0 | no data | no data | Water | 0.5" | no data
02-ARM-IV-911A | no data | no data | no data | LEVEL GAUGE ISOLATION VALVE | MANUAL | HLTCACC | 11737.0 | no data | no data | Water | 0.75" | no data
02-ARM-IV-911B | no data | no data | no data | LEVEL GAUGE ISOLATION VALVE | MANUAL | HLTCACC | 11737.0 | no data | no data | Water | 0.75" | no data
02-ARM-IV-914A | no data | no data | no data | PRESSURE TRANSMITTER ISOLATION VALVE | MANUAL | HLTCACC | 11737.0 | no data | no data | Air | 0.5" | no data
02-ARM-IV-914B | no data | no data | no data | PRESSURE GAUGE ISOLATION VALVE | MANUAL | HLTCACC | 11737.0 | no data | no data | Air | 0.5" | no data
02-ARM-IV-916 | no data | no data | no data | PRESSURE GAUGE ISOLATION VALVE | MANUAL | HLTCACC | 11737.0 | no data | no data | Water | 0.5" | no data
V-917A | U1 LRVP "E" seal water discharge isolation valve after heat exch | U1 VACUUM PUMP AREA | no data | PRESSURE GAUGE ISOLATION VALVE | MANUAL | HLTCACC | 11737.0 | OPEN | CLOSED | Water | 0.5" | no data
V-917B | U1 LRVP "E" isolation valve to seal water spray valve | U1 VACUUM PUMP AREA | no data | PRESSURE GAUGE ISOLATION VALVE | MANUAL | HLTCACC | 11737.0 | OPEN | CLOSED | Water | 0.5" | no data
V-919A | U1 LRVP "E" seal water isolation valve to bypass to tank | U1 VACUUM PUMP AREA | no data | LEVEL GAUGE ISOLATION VALVE | MANUAL | HLTCACC | 11737.0 | OPEN | CLOSED | Water | 0.75" | no data
V-919B | U1 LRVP "E" seal water isolation valve to make up control valve | U1 VACUUM PUMP AREA | no data | LEVEL GAUGE ISOLATION VALVE | MANUAL | HLTCACC | 11737.0 | OPEN | CLOSED | Water | 0.75" | no data
02-ARM-IV-966A | no data | no data | no data | LEVEL GAUGE ISOLATION VALVE | MANUAL | HLTCACC | 11737.0 | no data | no data | Glycol Mix | 0.75" | no data
02-ARM-IV-966B | no data | no data | no data | LEVEL GAUGE ISOLATION VALVE | MANUAL | HLTCACC | 11737.0 | no data | no data | Glycol Mix | 0.75" | no data
02-ARM-IV-967 | no data | no data | no data | PRESSURE GAUGE ISOLATION VALVE | MANUAL | HLTCACC | 11737.0 | no data | no data | Glycol Mix | 0.5" | no data
02-ARM-IV-968 | no data | no data | no data | PRESSURE GAUGE ISOLATION VALVE | MANUAL | HLTCACC | 11737.0 | no data | no data | Glycol Mix | 0.5" | no data
02-ARM-IV-969 | no data | no data | no data | PRESSURE GAUGE ISOLATION VALVE | MANUAL | HLTCACC | 11737.0 | no data | no data | Glycol Mix | 0.5" | no data
02-V-ARM-972A | no data | no data | no data | LRVP GLYCOL SYSTEM DRAIN | MANUAL | HLTCACC | 11737.0 | no data | no data | Glycol Mix | 1" | no data
02-V-ARM-972B | no data | no data | no data | LRVP GLYCOL SYSTEM DRAIN | MANUAL | HLTCACC | 11737.0 | no data | no data | Glycol Mix | 1" | no data
02-V-ARM-972C | no data | no data | no data | LRVP GLYCOL SYSTEM DRAIN | MANUAL | HLTCACC | 11737.0 | no data | no data | Glycol Mix | 1" | no data
02-V-ARM-972D | no data | no data | no data | FIN FAN GLYCOL SYSTEM DRAIN | MANUAL | HLTCACC | 11737.0 | no data | no data | Glycol Mix | 1" | no data
02-V-ARM-972E | no data | no data | no data | FIN FAN GLYCOL SYSTEM VENT | MANUAL | HLTCACC | 11737.0 | no data | no data | Glycol Mix | 1" | no data
02-V-ARM-890 | no data | no data | no data | LRVP GLYCOL SYSTEM RETURN DRAIN | MANUAL | HLTCACC | 11737.0 | no data | no data | Glycol Mix | 1" | no data
02-V-ARM-897 | no data | no data | no data | LRVP GLYCOL SYSTEM RETURN DRAIN | MANUAL | HLTCACC | 11737.0 | no data | no data | Glycol Mix | 1" | no data
02-V-ARM-905 | no data | no data | no data | LRVP GLYCOL SYSTEM RETURN DRAIN | MANUAL | HLTCACC | 11737.0 | no data | no data | Glycol Mix | 1" | no data
02-V-ARM-913 | no data | no data | no data | LRVP GLYCOL SYSTEM RETURN DRAIN | MANUAL | HLTCACC | 11737.0 | no data | no data | Glycol Mix | 1" | no data
02-V-ARM-921 | no data | no data | no data | LRVP GLYCOL SYSTEM RETURN DRAIN | MANUAL | HLTCACC | 11737.0 | no data | no data | Glycol Mix | 1" | no data
01-MOV-CND-814COP | no data | no data | no data | STEAM VALVE, ROW 1 | MOTOR | HLTCACC | 11737.0 | no data | no data | STEAM | 140" | no data
01-MOV-CND-815COP | no data | no data | no data | STEAM VALVE, ROW 2 | MOTOR | HLTCACC | 11737.0 | no data | no data | STEAM | 140" | no data
01-SOV-CND-814 | no data | no data | no data | AIR BLEED VALVE-ROW 1 | SOLENOID | HLTCACC | 11737.0 | no data | no data | AIR | 1/2" | no data
01-SOV-CND-815 | no data | no data | no data | AIR BLEED VALVE-ROW 2 | SOLENOID | HLTCACC | 11737.0 | no data | no data | AIR | 1/2" | no data
01-TRP-CND-814 | no data | no data | no data | DRAIN TRAP-ROW I | FLOAT | HLTCACC | 11737.0 | no data | no data | WATER | 3/4" | no data
01-TRP-CND-815 | no data | no data | no data | DRAIN TRAP-ROW 2 | FLOAT | HLTCACC | 11737.0 | no data | no data | WATER | 3/4" | no data
01-V-CND-814A | no data | no data | no data | TRAP BYPASS VALVE | LEVER | HLTCACC | 11737.0 | no data | no data | WATER | 3/4" | no data
01-V-CND-815A | no data | no data | no data | TRAP BYPASS VALVE | LEVER | HLTCACC | 11737.0 | no data | no data | WATER | 3/4" | no data
01-V-CND-814B | no data | no data | no data | TRAP ISOLATION VALVE | LEVER | HLTCACC | 11737.0 | no data | no data | WATER | 3/4" | no data
01-V-CND-815B | no data | no data | no data | TRAP ISOLATION VALVE | LEVER | HLTCACC | 11737.0 | no data | no data | WATER | 3/4" | no data
01-V-CND-814C | no data | no data | no data | TRAP ISOLATION VALVE | LEVER | HLTCACC | 11737.0 | no data | no data | WATER | 3/4" | no data
01-V-CND-815C | no data | no data | no data | TRAP ISOLATION VALVE | LEVER | HLTCACC | 11737.0 | no data | no data | WATER | 3/4" | no data
01-V-CND-868 | no data | no data | no data | CONDENSATE TANK DRAIN VALVE | LEVER | HLTCACC | 11737.0 | no data | no data | WATER | 3" | no data
01-YV-CND-871COP | no data | no data | no data | NCG VALVE, ROW 1 | CYLINDER | HLTCACC | 11737.0 | no data | no data | NCG | 8" | no data
01-YV-CND-872COP | no data | no data | no data | NCG VALVE, ROW 2 | CYLINDER | HLTCACC | 11737.0 | no data | no data | NCG | 8" | no data
01-V-ARM-879 | no data | no data | no data | INLET BLOCK VALVE | HANDWHEEL | HLTCACC | 11737.0 | no data | no data | NCG | 6" | no data
01-FSV-ARM-879 | no data | no data | no data | INLET CHECK VALVE |  | HLTCACC | 11737.0 | no data | no data | NCG | 6" | no data
01-YV-ARM-880COP | no data | no data | no data | DA MOTIVE STEAM ISOLATION | CYLINDER | HLTCACC | 11737.0 | no data | no data | STEAM | 1" | no data
01-V-ARM-880 | no data | no data | no data | MOTIVE STEAM BLOCK | LEVER | HLTCACC | 11737.0 | no data | no data | STEAM | 1" | no data
01-TRP-880 | no data | no data | no data | MOISTURE SEPARATOR DRAIN TRAP | Bi-METALLIC | HLTCACC | 11737.0 | no data | no data | STEAM | 1" | no data
01-V-ARM-881 | no data | no data | no data | OUTLET BLOCK VALVE | HANDWHEEL | HLTCACC | 11737.0 | no data | no data | NCG | 6" | no data
01-V-ARM-970A | no data | no data | no data | GLYCOL SUPPLY BLOCK VALVE-SKID A | HANDWHEEL | HLTCACC | 11737.0 | no data | no data | 55% GLYCOL | 3" | no data
01-V-ARM-970B | no data | no data | no data | GLYCOL SUPPLY BLOCK VALVE-SKID B | HANDWHEEL | HLTCACC | 11737.0 | no data | no data | 55% GLYCOL | 3" | no data
01-V-ARM-970C | no data | no data | no data | GLYCOL SUPPLY BLOCK VALVE-SKID C | HANDWHEEL | HLTCACC | 11737.0 | no data | no data | 55% GLYCOL | 3" | no data
01-V-ARM-970D | no data | no data | no data | GLYCOL SUPPLY BLOCK VALVE-SKID D | HANDWHEEL | HLTCACC | 11737.0 | no data | no data | 55% GLYCOL | 3" | no data
01-V-ARM-970E | no data | no data | no data | GLYCOL SUPPLY BLOCK VALVE-SKID E | HANDWHEEL | HLTCACC | 11737.0 | no data | no data | 55% GLYCOL | 3" | no data
01-V-ARM-971A | no data | no data | no data | GLYCOL RETURN BLOCK VALVE-SKID A | HANDWHEEL | HLTCACC | 11737.0 | no data | no data | 55% GLYCOL | 3" | no data
01-V-ARM-971B | no data | no data | no data | GLYCOL RETURN BLOCK VALVE-SKID B | HANDWHEEL | HLTCACC | 11737.0 | no data | no data | 55% GLYCOL | 3" | no data
01-V-ARM-971C | no data | no data | no data | GLYCOL RETURN BLOCK VALVE-SKID C | HANDWHEEL | HLTCACC | 11737.0 | no data | no data | 55% GLYCOL | 3" | no data
01-V-ARM-971D | no data | no data | no data | GLYCOL RETURN BLOCK VALVE-SKID D | HANDWHEEL | HLTCACC | 11737.0 | no data | no data | 55% GLYCOL | 3" | no data
01-V-ARM-971E | no data | no data | no data | GLYCOL RETURN BLOCK VALVE-SKID E | HANDWHEEL | HLTCACC | 11737.0 | no data | no data | 55% GLYCOL | 3" | no data
01-PV-CND-981 | no data | no data | no data | INLET PRESSURE REGULATOR | PISTON/SPRING | HLTCACC | 11737.0 | no data | no data | WATER | 2" | no data
01-PV-CND-982 | no data | no data | no data | PUMP DISCH PRESSURE REGULATOR | PISTON/SPRING | HLTCACC | 11737.0 | no data | no data | WATER | 3/4" | no data
01-V-CND-981B | no data | no data | no data | SYSTEM DRAIN VALVE | LEVER | HLTCACC | 11737.0 | no data | no data | STEAM | 1" | no data
01-V-CND-983A | no data | no data | no data | BRANCH VALVE | LEVER | HLTCACC | 11737.0 | no data | no data | STEAM | 1" | no data
01-V-CND-983B | no data | no data | no data | BRANCH VALVE | LEVER | HLTCACC | 11737.0 | no data | no data | STEAM | 1" | no data
01-V-CND-983C | no data | no data | no data | BRANCH VALVE | LEVER | HLTCACC | 11737.0 | no data | no data | STEAM | 1" | no data
01-V-CND-983D | no data | no data | no data | BRANCH VALVE | LEVER | HLTCACC | 11737.0 | no data | no data | STEAM | 1" | no data
01-V-CND-983E | no data | no data | no data | BRANCH VALVE | LEVER | HLTCACC | 11737.0 | no data | no data | STEAM | 1" | no data
01-IV-CND-722-A | no data | no data | no data | BACKPRESSURE TRANS. | LEVER | HLTCACC | 11737.0 | no data | no data | STEAM | 3/4" | no data
01-IV-CND-722-B | no data | no data | no data | BACKPRESSURE TRANS. | LEVER | HLTCACC | 11737.0 | no data | no data | STEAM | 3/4" | no data
01-IV-CND-722-C | no data | no data | no data | BACKPRESSURE TRANS. | LEVER | HLTCACC | 11737.0 | no data | no data | STEAM | 3/4" | no data
01-IV-CND-722 | no data | no data | no data | MAIN DUCT PRESSURE IND. | LEVER | HLTCACC | 11737.0 | no data | no data | STEAM | 1/2" | no data
01-IV-CND-811-A | no data | no data | no data | DRAIN POT LEVEL TRANS. | HW/HW | HLTCACC | 11737.0 | no data | no data | WATER | 2" | no data
01-IV-CND-811-B | no data | no data | no data | DRAIN POT LEVEL TRANS. | HW/HW | HLTCACC | 11737.0 | no data | no data | WATER | 2" | no data
01-IV-CND-811-C | no data | no data | no data | DRAIN POT LEVEL TRANS. | HW/HW | HLTCACC | 11737.0 | no data | no data | WATER | 2" | no data
01-IV-CND-811-D | no data | no data | no data | DRAIN POT LEVEL TRANS. | HW/HW | HLTCACC | 11737.0 | no data | no data | WATER | 2" | no data
01-IV-CND-811-E | no data | no data | no data | DRAIN POT LEVEL TRANS. | HW/HW | HLTCACC | 11737.0 | no data | no data | WATER | 2" | no data
01-IV-CND-811-F | no data | no data | no data | DRAIN POT LEVEL TRANS. | HW/HW | HLTCACC | 11737.0 | no data | no data | WATER | 2" | no data
01-IV-CND-814 | no data | no data | no data | DIFFERENTIAL PRESSURE SWITCH-ROW 1 | LEVER | HLTCACC | 11737.0 | no data | no data | STEAM | 1/2" | no data
01-IV-CND-815- | no data | no data | no data | DIFFERENTIAL PRESSURE SWITCH-ROW 2 | LEVER | HLTCACC | 11737.0 | no data | no data | STEAM | 1/2" | no data
01-IV-CND-863A | no data | no data | no data | COND. TANK LEVEL TRANS. | HW/CH WHL | HLTCACC | 11737.0 | no data | no data | WATER | 2" | no data
01-IV-CND-863B | no data | no data | no data | COND. TANK LEVEL TRANS. | HW/CH WHL | HLTCACC | 11737.0 | no data | no data | WATER | 2" | no data
01-IV-CND-863C | no data | no data | no data | COND. TANK LEVEL TRANS. | HW/CH WHL | HLTCACC | 11737.0 | no data | no data | WATER | 2" | no data
01-IV-CND-863D | no data | no data | no data | COND. TANK LEVEL TRANS. | HW/CH WHL | HLTCACC | 11737.0 | no data | no data | WATER | 2" | no data
01-IV-CND-863E | no data | no data | no data | COND. TANK LEVEL TRANS. | HW/CH WHL | HLTCACC | 11737.0 | no data | no data | WATER | 2" | no data
01-IV-CND-863F | no data | no data | no data | COND. TANK LEVEL TRANS. | HW/CH WHL | HLTCACC | 11737.0 | no data | no data | WATER | 2" | no data
01-IV-CND-864A | no data | no data | no data | COND.TANK LEVEL INDICATE | HW/CH WHL | HLTCACC | 11737.0 | no data | no data | WATER | 2" | no data
01-IV-CND-864B | no data | no data | no data | COND.TANK LEVEL INDICATE | HW/CH WHL | HLTCACC | 11737.0 | no data | no data | WATER | 2" | no data
01-IV-CND-867A | no data | no data | no data | CONDENSATE TANK PRESS. TRANSM | LEVER | HLTCACC | 11737.0 | no data | no data | STEAM | 3/4" | no data
01-IV-CND-867B | no data | no data | no data | CONDENSATE TANK PRESS. TRANSM | LEVER | HLTCACC | 11737.0 | no data | no data | STEAM | 3/4" | no data
01-IV-CND-867C | no data | no data | no data | CONDENSATE TANK PRESS. TRANSM | LEVER | HLTCACC | 11737.0 | no data | no data | STEAM | 3/4" | no data
01-IV-CND-868 | no data | no data | no data | DEAERATOR PRESSURE IND. | LEVER | HLTCACC | 11737.0 | no data | no data | STEAM | 1/2" | no data
01-IV-ARM-880 | no data | no data | no data | DA MOTIVE STEAM PRESS. IND. | LEVER | HLTCACC | 11737.0 | no data | no data | STEAM | 1/2" | no data
01-ARM-YV-883 | no data | no data | no data | INLET ISOLATION VALVE | PNEUMATIC | HLTCACC | 11737.0 | no data | no data | Air | 8" | no data
01-ARM-V-883 | no data | no data | no data | INLET ISOLATION VALVE | LEVER | HLTCACC | 11737.0 | no data | no data |  | 8" | no data
01-ARM-FSV-883 | no data | no data | no data | INLET CHECK VALVE | MANUAL | HLTCACC | 11737.0 | no data | no data | Air | 8" | no data
01-ARM-V-884 | no data | no data | no data | ANTI CAVITATION VALVE | MANUAL | HLTCACC | 11737.0 | no data | no data | Air | 1.5" | no data
01-ARM-V-885B | no data | no data | no data | Y STRAINER BLOW DOWN VALVE | MANUAL | HLTCACC | 11737.0 | no data | no data | Water | 0.5" | no data
01-ARM-V-885A | no data | no data | no data | SEAL WATER ISOLATION VALVE | MANUAL | HLTCACC | 11737.0 | no data | no data | Water | 3" | no data
01-ARM-YV-886 | no data | no data | no data | SPRAY NOZZLE ISOLATION VALVE | PNEUMATIC | HLTCACC | 11737.0 | no data | no data | Water | 2" | no data
01-ARM-V-886A | no data | no data | no data | SEAL WATER ADJUSTING VALVE | MANUAL | HLTCACC | 11737.0 | no data | no data | Water | 1.5" | no data
01-ARM-V-886B | no data | no data | no data | SPRAY NOZZLE ADJUSTING VALVE | MANUAL | HLTCACC | 11737.0 | no data | no data | Water | 2" | no data
01-ARM-V-888C | no data | no data | no data | Y STRAINER BLOW DOWN VALVE | MANUAL | HLTCACC | 11737.0 | no data | no data | Water | 0.38" | no data
01-ARM-V-888A | no data | no data | no data | MAKEUP BYPASS VALVE | MANUAL | HLTCACC | 11737.0 | no data | no data | Water | 1" | no data
01-ARM-V-888B | no data | no data | no data | MAKEUP ISOLATION VALVE | MANUAL | HLTCACC | 11737.0 | no data | no data | Water | 1" | no data
01-ARM-V-888D | no data | no data | no data | SYSTEM DRAIN VALVE | MANUAL | HLTCACC | 11737.0 | no data | no data | Water | 1" | no data
V-888E | U1 LRVP A seal water isolation valve to make up control valve | U1 VACUUM PUMP AREA | no data | MAKEUP ISOLATION VALVE | MANUAL | HLTCACC | 11737.0 | OPEN | CLOSED | Water | 1" | no data
01-ARM-YV-888 | no data | no data | no data | MAKEUP ISOLATION VALVE | Pneumatic | HLTCACC | 11737.0 | no data | no data | Water | 1" | no data
01-ARM-V-889B | no data | no data | no data | FLOW METER ISOLATION VALVE | MANUAL | HLTCACC | 11737.0 | no data | no data | Air | 1" | no data
01-ARM-V-889A | no data | no data | no data | DISCHARGE CHECK VALVE | MANUAL | HLTCACC | 11737.0 | no data | no data | Air | 10" | no data
01-ARM-YV-890 | no data | no data | no data | INLET ISOLATION VALVE | PNEUMATIC | HLTCACC | 11737.0 | no data | no data | Air | 8" | no data
01-ARM-V-890 | no data | no data | no data | INLET ISOLATION VALVE | LEVER | HLTCACC | 11737.0 | no data | no data |  | 8" | no data
01-ARM-FSV-890 | no data | no data | no data | INLET CHECK VALVE | MANUAL | HLTCACC | 11737.0 | no data | no data | Air | 8" | no data
01-ARM-V-891 | no data | no data | no data | ANTI CAVITATION VALVE | MANUAL | HLTCACC | 11737.0 | no data | no data | Air | 1.5" | no data
01-ARM-V-892B | no data | no data | no data | Y STRAINER BLOW DOWN VALVE | MANUAL | HLTCACC | 11737.0 | no data | no data | Water | 0.5" | no data
01-ARM-V-892A | no data | no data | no data | SEAL WATER ISOLATION VALVE | MANUAL | HLTCACC | 11737.0 | no data | no data | Water | 3" | no data
01-ARM-YV-893 | no data | no data | no data | SPRAY NOZZLE ISOLATION VALVE | PNEUMATIC | HLTCACC | 11737.0 | no data | no data | Water | 2" | no data
01-ARM-V-893A | no data | no data | no data | SEAL WATER ADJUSTING VALVE | Manual | HLTCACC | 11737.0 | no data | no data | Water | 1.5" | no data
01-ARM-V-893B | no data | no data | no data | SPRAY NOZZLE ADJUSTING VALVE | MANUAL | HLTCACC | 11737.0 | no data | no data | Water | 2" | no data
01-ARM-V-895C | no data | no data | no data | Y STRAINER BLOW DOWN VALVE | MANUAL | HLTCACC | 11737.0 | no data | no data | Water | 0.38" | no data
01-ARM-V-895A | no data | no data | no data | MAKEUP BYPASS VALVE | MANUAL | HLTCACC | 11737.0 | no data | no data | Water | 1" | no data
01-ARM-V-895B | no data | no data | no data | MAKEUP ISOLATION VALVE | MANUAL | HLTCACC | 11737.0 | no data | no data | Water | 1" | no data
01-ARM-V-895D | no data | no data | no data | SYSTEM DRAIN VALVE | MANUAL | HLTCACC | 11737.0 | no data | no data | Water | 1" | no data
V-895E | U1 LRVP "B" seal water isolation valve to make up control valve | U2 VACUUM PUMP AREA | no data | MAKEUP ISOLATION VALVE | MANUAL | HLTCACC | 11737.0 | OPEN | CLOSED | Water | 1" | no data
01-ARM-YV-895 | no data | no data | no data | MAKEUP ISOLATION VALVE | PNEUMATIC | HLTCACC | 11737.0 | no data | no data | Water | 1" | no data
01-ARM-V-896B | no data | no data | no data | FLOW METER ISOLATION VALVE | MANUAL | HLTCACC | 11737.0 | no data | no data | Air | 1" | no data
01-ARM-V-896A | no data | no data | no data | DISCHARGE CHECK VALVE | MANUAL | HLTCACC | 11737.0 | no data | no data | Air | 10" | no data
01-ARM-YV-898 | no data | no data | no data | INLET ISOLATION VALVE | PNEUMATIC | HLTCACC | 11737.0 | no data | no data | Air | 8" | no data
01-ARM-V-898 | no data | no data | no data | INLET ISOLATION VALVE | LEVER | HLTCACC | 11737.0 | no data | no data |  | 8" | no data
01-ARM-FSV-898 | no data | no data | no data | INLET CHECK VALVE | MANUAL | HLTCACC | 11737.0 | no data | no data | Air | 8" | no data
01-ARM-V-899 | no data | no data | no data | ANTI CAVITATION VALVE | MANUAL | HLTCACC | 11737.0 | no data | no data | Air | 1.5" | no data
01-ARM-V-900B | no data | no data | no data | Y STRAINER BLOW DOWN VALVE | MANUAL | HLTCACC | 11737.0 | no data | no data | Water | 0.5" | no data
01-ARM-V-900A | no data | no data | no data | SEAL WATER ISOLATION VALVE | MANUAL | HLTCACC | 11737.0 | no data | no data | Water | 3" | no data
01-ARM-YV-901 | no data | no data | no data | SPRAY NOZZLE ISOLATION VALVE | PNEUMATIC | HLTCACC | 11737.0 | no data | no data | Water | 2" | no data
01-ARM-V-901A | no data | no data | no data | SEAL WATER ADJUSTING VALVE | MANUAL | HLTCACC | 11737.0 | no data | no data | Water | 1.5" | no data
01-ARM-V-901B | no data | no data | no data | SPRAY NOZZLE ADJUSTING VALVE | MANUAL | HLTCACC | 11737.0 | no data | no data | Water | 2" | no data
01-ARM-V-903C | no data | no data | no data | Y STRAINER BLOW DOWN VALVE | MANUAL | HLTCACC | 11737.0 | no data | no data | Water | 0.38" | no data
01-ARM-V-903A | no data | no data | no data | MAKEUP BYPASS VALVE | MANUAL | HLTCACC | 11737.0 | no data | no data | Water | 1" | no data
01-ARM-V-903B | no data | no data | no data | MAKEUP ISOLATION VALVE | MANUAL | HLTCACC | 11737.0 | no data | no data | Water | 1" | no data
01-ARM-V-903D | no data | no data | no data | SYSTEM DRAIN VALVE | MANUAL | HLTCACC | 11737.0 | no data | no data | Water | 1" | no data
V-903E | U1 LRVP "C" seal water isolation valve to make up control valve | U1 VACUUM PUMP AREA | no data | MAKEUP ISOLATION VALVE | MANUAL | HLTCACC | 11737.0 | OPEN | CLOSED | Water | 1" | no data
01-ARM-YV-903 | no data | no data | no data | MAKEUP ISOLATION VALVE | PNEUMATIC | HLTCACC | 11737.0 | no data | no data | Water | 1" | no data
01-ARM-V-904B | no data | no data | no data | FLOW METER ISOLATION VALVE | MANUAL | HLTCACC | 11737.0 | no data | no data | Air | 1" | no data
01-ARM-V-904A | no data | no data | no data | DISCHARGE CHECK VALVE | MANUAL | HLTCACC | 11737.0 | no data | no data | Air | 10" | no data
01-ARM-YV-906 | no data | no data | no data | INLET ISOLATION VALVE | PNEUMATIC | HLTCACC | 11737.0 | no data | no data | Air | 8" | no data
01-ARM-V-906 | no data | no data | no data | INLET ISOLATION VALVE | LEVER | HLTCACC | 11737.0 | no data | no data |  | 8" | no data
01-ARM-FSV-906 | no data | no data | no data | INLET CHECK VALVE | MANUAL | HLTCACC | 11737.0 | no data | no data | Air | 8" | no data
01-ARM-V-907 | no data | no data | no data | ANTI CAVITATION VALVE | MANUAL | HLTCACC | 11737.0 | no data | no data | Air | 1.5" | no data
01-ARM-V-908B | no data | no data | no data | Y STRAINER BLOW DOWN VALVE | MANUAL | HLTCACC | 11737.0 | no data | no data | Water | 0.5" | no data
01-ARM-V-908A | no data | no data | no data | SEAL WATER ISOLATION VALVE | MANUAL | HLTCACC | 11737.0 | no data | no data | Water | 3" | no data
01-ARM-YV-909 | no data | no data | no data | SPRAY NOZZLE ISOLATION VALVE | PNEUMATIC | HLTCACC | 11737.0 | no data | no data | Water | 2" | no data
01-ARM-V-909A | no data | no data | no data | SEAL WATER ADJUSTING VALVE | MANUAL | HLTCACC | 11737.0 | no data | no data | Water | 1.5" | no data
01-ARM-V-909B | no data | no data | no data | SPRAY NOZZLE ADJUSTING VALVE | MANUAL | HLTCACC | 11737.0 | no data | no data | Water | 2" | no data
01-ARM-V-911C | no data | no data | no data | Y STRAINER BLOW DOWN VALVE | MANUAL | HLTCACC | 11737.0 | no data | no data | Water | 0.38" | no data
01-ARM-V-911A | no data | no data | no data | MAKEUP BYPASS VALVE | MANUAL | HLTCACC | 11737.0 | no data | no data | Water | 1" | no data
01-ARM-V-911B | no data | no data | no data | MAKEUP ISOLATION VALVE | MANUAL | HLTCACC | 11737.0 | no data | no data | Water | 1" | no data
01-ARM-V-911D | no data | no data | no data | SYSTEM DRAIN VALVE | MANUAL | HLTCACC | 11737.0 | no data | no data | Water | 1" | no data
V-911E | U1 LRVP "D" seal water isolation valve to make up control valve | U1 VACUUM PUMP AREA | no data | MAKEUP ISOLATION VALVE | MANUAL | HLTCACC | 11737.0 | OPEN | CLOSED | Water | 1" | no data
01-ARM-YV-911 | no data | no data | no data | MAKEUP ISOLATION VALVE | PNEUMATIC | HLTCACC | 11737.0 | no data | no data | Water | 1" | no data
01-ARM-V-912B | no data | no data | no data | FLOW METER ISOLATION VALVE | MANUAL | HLTCACC | 11737.0 | no data | no data | Air | 1" | no data
01-ARM-V-912A | no data | no data | no data | DISCHARGE CHECK VALVE | MANUAL | HLTCACC | 11737.0 | no data | no data | Air | 10" | no data
YV-914 | U1 LRVP "E" non condensable inlet isolation valve | U1 VACUUM PUMP AREA | no data | INLET ISOLATION VALVE | PNEUMATIC | HLTCACC | 11737.0 | AUTO | CLOSED | Air | 8" | no data
01-ARM-V-914 | no data | no data | no data | INLET ISOLATION VALVE | LEVER | HLTCACC | 11737.0 | no data | no data |  | 8" | no data
01-ARM-FSV-914 | no data | no data | no data | INLET CHECK VALVE | MANUAL | HLTCACC | 11737.0 | no data | no data | Air | 8" | no data
V-915 | U1 LRVP "E" seal water tank equalization isolation valve | U1 VACUUM PUMP AREA | no data | ANTI CAVITATION VALVE | MANUAL | HLTCACC | 11737.0 | OPEN | CLOSED | Air | 1.5" | no data
01-ARM-V-916B | no data | no data | no data | Y STRAINER BLOW DOWN VALVE | MANUAL | HLTCACC | 11737.0 | no data | no data | Water | 0.5" | no data
01-ARM-IV-916 | no data | no data | no data | Pressure gauge isolation valve | MANUAL | HLTCACC | 11737.0 | no data | no data | Water | 0.5" | no data
V-916A | U1 LRVP "E" discharge isolation valve off seal water tank | U1 VACUUM PUMP AREA | no data | SEAL WATER ISOLATION VALVE | MANUAL | HLTCACC | 11737.0 | OPEN | CLOSED | Water | 3" | no data
01-ARM-YV-917 | no data | no data | no data | SPRAY NOZZLE ISOLATION VALVE | Pneumatic | HLTCACC | 11737.0 | no data | no data | Water | 2" | no data
V-917A | U1 LRVP "E" seal water discharge isolation valve after heat exch | U1 VACUUM PUMP AREA | no data | SEAL WATER ADJUSTING VALVE | MANUAL | HLTCACC | 11737.0 | OPEN | CLOSED | Water | 1.5" | no data
V-917B | U1 LRVP "E" isolation valve to seal water spray valve | U1 VACUUM PUMP AREA | no data | SPRAY NOZZLE ADJUSTING VALVE | MANUAL | HLTCACC | 11737.0 | OPEN | CLOSED | Water | 2" | no data
01-ARM-V-919C | no data | no data | no data | Y STRAINER BLOW DOWN VALVE | MANUAL | HLTCACC | 11737.0 | no data | no data | Water | 0.38" | no data
V-919A | U1 LRVP "E" seal water isolation valve to bypass to tank | U1 VACUUM PUMP AREA | no data | MAKEUP BYPASS VALVE | MANUAL | HLTCACC | 11737.0 | OPEN | CLOSED | Water | 1" | no data
V-919B | U1 LRVP "E" seal water isolation valve to make up control valve | U1 VACUUM PUMP AREA | no data | MAKEUP ISOLATION VALVE | MANUAL | HLTCACC | 11737.0 | OPEN | CLOSED | Water | 1" | no data
01-ARM-V-919D | no data | no data | no data | SYSTEM DRAIN VALVE | MANUAL | HLTCACC | 11737.0 | no data | no data | Water | 1" | no data
V-919E | U1 LRVP E seal water isolation valve to make up control valve | U1 VACUUM PUMP AREA | no data | MAKEUP ISOLATION VALVE | MANUAL | HLTCACC | 11737.0 | OPEN | CLOSED | Water | 1" | no data
01-ARM-YV-919 | no data | no data | no data | MAKEUP ISOLATION VALVE | PNEUMATIC | HLTCACC | 11737.0 | no data | no data | Water | 1" | no data
01-ARM-V-920B | no data | no data | no data | FLOW METER ISOLATION VALVE | MANUAL | HLTCACC | 11737.0 | no data | no data | Air | 1" | no data
01-ARM-V-920A | no data | no data | no data | DISCHARGE CHECK VALVE | MANUAL | HLTCACC | 11737.0 | no data | no data | Air | 10" | no data
01-ARM-IV-883A | no data | no data | no data | PRESSURE TRANSMITTER ISOLATION VALVE | MANUAL | HLTCACC | 11737.0 | no data | no data | Air | 0.5" | no data
01-ARM-IV-883B | no data | no data | no data | PRESSURE GAUGE ISOLATION VALVE | MANUAL | HLTCACC | 11737.0 | no data | no data | Air | 0.5" | no data
01-ARM-IV-885 | no data | no data | no data | PRESSURE GAUGE ISOLATION VALVE | MANUAL | HLTCACC | 11737.0 | no data | no data | Water | 0.5" | no data
01-ARM-IV-886A | no data | no data | no data | PRESSURE GAUGE ISOLATION VALVE | MANUAL | HLTCACC | 11737.0 | no data | no data | Water | 0.5" | no data
01-ARM-IV-886B | no data | no data | no data | PRESSURE GAUGE ISOLATION VALVE | MANUAL | HLTCACC | 11737.0 | no data | no data | Water | 0.5" | no data
01-ARM-IV-888A | no data | no data | no data | LEVEL GAUGE ISOLATION VALVE | MANUAL | HLTCACC | 11737.0 | no data | no data | Water | 0.75" | no data
01-ARM-IV-888B | no data | no data | no data | LEVEL GAUGE ISOLATION VALVE | MANUAL | HLTCACC | 11737.0 | no data | no data | Water | 0.75" | no data
01-ARM-IV-890A | no data | no data | no data | PRESSURE TRANSMITTER ISOLATION VALVE | MANUAL | HLTCACC | 11737.0 | no data | no data | Air | 0.5" | no data
01-ARM-IV-890B | no data | no data | no data | PRESSURE GAUGE ISOLATION VALVE | MANUAL | HLTCACC | 11737.0 | no data | no data | Air | 0.5" | no data
01-ARM-IV-892 | no data | no data | no data | PRESSURE GAUGE ISOLATION VALVE | MANUAL | HLTCACC | 11737.0 | no data | no data | Water | 0.5" | no data
01-ARM-IV-893A | no data | no data | no data | PRESSURE GAUGE ISOLATION VALVE | MANUAL | HLTCACC | 11737.0 | no data | no data | Water | 0.5" | no data
01-ARM-IV-893B | no data | no data | no data | PRESSURE GAUGE ISOLATION VALVE | MANUAL | HLTCACC | 11737.0 | no data | no data | Water | 0.5" | no data
01-ARM-IV-895A | no data | no data | no data | LEVEL GAUGE ISOLATION VALVE | MANUAL | HLTCACC | 11737.0 | no data | no data | Water | 0.75" | no data
01-ARM-IV-895B | no data | no data | no data | LEVEL GAUGE ISOLATION VALVE | MANUAL | HLTCACC | 11737.0 | no data | no data | Water | 0.75" | no data
01-ARM-IV-898A | no data | no data | no data | PRESSURE TRANSMITTER ISOLATION VALVE | MANUAL | HLTCACC | 11737.0 | no data | no data | Air | 0.5" | no data
01-ARM-IV-898B | no data | no data | no data | PRESSURE GAUGE ISOLATION VALVE | MANUAL | HLTCACC | 11737.0 | no data | no data | Air | 0.5" | no data
01-ARM-IV-900 | no data | no data | no data | PRESSURE GAUGE ISOLATION VALVE | MANUAL | HLTCACC | 11737.0 | no data | no data | Water | 0.5" | no data
01-ARM-IV-901A | no data | no data | no data | PRESSURE GAUGE ISOLATION VALVE | MANUAL | HLTCACC | 11737.0 | no data | no data | Water | 0.5" | no data
01-ARM-IV-901B | no data | no data | no data | PRESSURE GAUGE ISOLATION VALVE | MANUAL | HLTCACC | 11737.0 | no data | no data | Water | 0.5" | no data
01-ARM-IV-903A | no data | no data | no data | LEVEL GAUGE ISOLATION VALVE | MANUAL | HLTCACC | 11737.0 | no data | no data | Water | 0.75" | no data
01-ARM-IV-903B | no data | no data | no data | LEVEL GAUGE ISOLATION VALVE | MANUAL | HLTCACC | 11737.0 | no data | no data | Water | 0.75" | no data
01-ARM-IV-906A | no data | no data | no data | PRESSURE TRANSMITTER ISOLATION VALVE | MANUAL | HLTCACC | 11737.0 | no data | no data | Air | 0.5" | no data
01-ARM-IV-906B | no data | no data | no data | PRESSURE GAUGE ISOLATION VALVE | MANUAL | HLTCACC | 11737.0 | no data | no data | Air | 0.5" | no data
01-ARM-IV-908 | no data | no data | no data | PRESSURE GAUGE ISOLATION VALVE | MANUAL | HLTCACC | 11737.0 | no data | no data | Water | 0.5" | no data
01-ARM-IV-909A | no data | no data | no data | PRESSURE GAUGE ISOLATION VALVE | MANUAL | HLTCACC | 11737.0 | no data | no data | Water | 0.5" | no data
01-ARM-IV-909B | no data | no data | no data | PRESSURE GAUGE ISOLATION VALVE | MANUAL | HLTCACC | 11737.0 | no data | no data | Water | 0.5" | no data
01-ARM-IV-911A | no data | no data | no data | LEVEL GAUGE ISOLATION VALVE | MANUAL | HLTCACC | 11737.0 | no data | no data | Water | 0.75" | no data
01-ARM-IV-911B | no data | no data | no data | LEVEL GAUGE ISOLATION VALVE | MANUAL | HLTCACC | 11737.0 | no data | no data | Water | 0.75" | no data
01-ARM-IV-914A | no data | no data | no data | PRESSURE TRANSMITTER ISOLATION VALVE | MANUAL | HLTCACC | 11737.0 | no data | no data | Air | 0.5" | no data
01-ARM-IV-914B | no data | no data | no data | PRESSURE GAUGE ISOLATION VALVE | MANUAL | HLTCACC | 11737.0 | no data | no data | Air | 0.5" | no data
01-ARM-IV-916 | no data | no data | no data | PRESSURE GAUGE ISOLATION VALVE | MANUAL | HLTCACC | 11737.0 | no data | no data | Water | 0.5" | no data
V-917A | U1 LRVP "E" seal water discharge isolation valve after heat exch | U1 VACUUM PUMP AREA | no data | PRESSURE GAUGE ISOLATION VALVE | MANUAL | HLTCACC | 11737.0 | OPEN | CLOSED | Water | 0.5" | no data
V-917B | U1 LRVP "E" isolation valve to seal water spray valve | U1 VACUUM PUMP AREA | no data | PRESSURE GAUGE ISOLATION VALVE | MANUAL | HLTCACC | 11737.0 | OPEN | CLOSED | Water | 0.5" | no data
V-919A | U1 LRVP "E" seal water isolation valve to bypass to tank | U1 VACUUM PUMP AREA | no data | LEVEL GAUGE ISOLATION VALVE | MANUAL | HLTCACC | 11737.0 | OPEN | CLOSED | Water | 0.75" | no data
V-919B | U1 LRVP "E" seal water isolation valve to make up control valve | U1 VACUUM PUMP AREA | no data | LEVEL GAUGE ISOLATION VALVE | MANUAL | HLTCACC | 11737.0 | OPEN | CLOSED | Water | 0.75" | no data
01-ARM-IV-966A | no data | no data | no data | LEVEL GAUGE ISOLATION VALVE | MANUAL | HLTCACC | 11737.0 | no data | no data | Glycol Mix | 0.75" | no data
01-ARM-IV-966B | no data | no data | no data | LEVEL GAUGE ISOLATION VALVE | MANUAL | HLTCACC | 11737.0 | no data | no data | Glycol Mix | 0.75" | no data
01-ARM-IV-967 | no data | no data | no data | PRESSURE GAUGE ISOLATION VALVE | MANUAL | HLTCACC | 11737.0 | no data | no data | Glycol Mix | 0.5" | no data
01-ARM-IV-968 | no data | no data | no data | PRESSURE GAUGE ISOLATION VALVE | MANUAL | HLTCACC | 11737.0 | no data | no data | Glycol Mix | 0.5" | no data
01-ARM-IV-969 | no data | no data | no data | PRESSURE GAUGE ISOLATION VALVE | MANUAL | HLTCACC | 11737.0 | no data | no data | Glycol Mix | 0.5" | no data
01-V-ARM-972A | no data | no data | no data | LRVP GLYCOL SYSTEM DRAIN | MANUAL | HLTCACC | 11737.0 | no data | no data | Glycol Mix | 1" | no data
01-V-ARM-972B | no data | no data | no data | LRVP GLYCOL SYSTEM DRAIN | MANUAL | HLTCACC | 11737.0 | no data | no data | Glycol Mix | 1" | no data
01-V-ARM-972C | no data | no data | no data | LRVP GLYCOL SYSTEM DRAIN | MANUAL | HLTCACC | 11737.0 | no data | no data | Glycol Mix | 1" | no data
01-V-ARM-972D | no data | no data | no data | FIN FAN GLYCOL SYSTEM DRAIN | MANUAL | HLTCACC | 11737.0 | no data | no data | Glycol Mix | 1" | no data
01-V-ARM-972E | no data | no data | no data | FIN FAN GLYCOL SYSTEM VENT | MANUAL | HLTCACC | 11737.0 | no data | no data | Glycol Mix | 1" | no data
01-V-ARM-890 | no data | no data | no data | LRVP GLYCOL SYSTEM RETURN DRAIN | MANUAL | HLTCACC | 11737.0 | no data | no data | Glycol Mix | 1" | no data
01-V-ARM-897 | no data | no data | no data | LRVP GLYCOL SYSTEM RETURN DRAIN | MANUAL | HLTCACC | 11737.0 | no data | no data | Glycol Mix | 1" | no data
01-V-ARM-905 | no data | no data | no data | LRVP GLYCOL SYSTEM RETURN DRAIN | MANUAL | HLTCACC | 11737.0 | no data | no data | Glycol Mix | 1" | no data
01-V-ARM-913 | no data | no data | no data | LRVP GLYCOL SYSTEM RETURN DRAIN | MANUAL | HLTCACC | 11737.0 | no data | no data | Glycol Mix | 1" | no data
01-V-ARM-921 | no data | no data | no data | LRVP GLYCOL SYSTEM RETURN DRAIN | MANUAL | HLTCACC | 11737.0 | no data | no data | Glycol Mix | 1" | no data+5972:6171
00-VPFS-800 | U1 water supply iso for TB ground floor | U1 TURBINE BLDG | no data | Pedistal Control Valve | Butterfly Valve | FireSystem | no data | OPEN | CLOSED | no data | 4" | no data
00-VPFS-801 | U1 water supply iso for ST/CT lube oil tank | U1 TURBINE BLDG | no data | Lube Oil Control Valve | Butterfly Valve | FireSystem | no data | OPEN | CLOSED | no data | 3" | no data
00-VPFS-802 | U1 water supply iso for ST/GENERATOR Coupling | U1 TURBINE BLDG | no data | Bearings Control Valve | Butterfly Valve | FireSystem | no data | OPEN | CLOSED | no data | 3" | no data
00-VPFS-803 | no data | no data | no data | Bearings Deluge Valve | Deluge Valve | FireSystem | no data | no data | no data | no data | 4" | no data
00-VPFS-804 | no data | no data | no data | Bearings Check Valve | Easy Riser Check Va. | FireSystem | no data | no data | no data | no data | 3" | no data
00-VPFS-805 | no data | no data | no data | Pedisal Check Valve | Easy Riser Check Va. | FireSystem | no data | no data | no data | no data | 4" | no data
00-VPFS-806 | no data | no data | no data | Lube Oil Check Valve | Easy Riser Check Va. | FireSystem | no data | no data | no data | no data | 3" | no data
00-VPFS-807 | no data | no data | no data | Bearing Deluge Va. Main Drain | Ball Valve | FireSystem | no data | no data | no data | no data | 2" | no data
00-VPFS-808 | no data | no data | no data | Bearing Check Va. Main Drain | Ball Valve | FireSystem | no data | no data | no data | no data | 2" | no data
00-VPFS-809 | no data | no data | no data | Pedistal Check Va. Main Drain | Ball Valve | FireSystem | no data | no data | no data | no data | 2" | no data
00-VPFS-810 | no data | no data | no data | Lube Oil Check Va. Main Drain | Ball Valve | FireSystem | no data | no data | no data | no data | 2" | no data
00-VPFS-811 | no data | no data | no data | Header Drain Valve | Ball Valve | FireSystem | no data | no data | no data | no data | 1" | no data
00-VPFS-812 | no data | no data | no data | Bearing Deluge Valve Trim | Solenoid Valve | FireSystem | no data | no data | no data | no data | 1" | no data
00-VPFS-813 | no data | no data | no data | Turbine Fire Department Connection | Swing Check Va. | FireSystem | no data | no data | no data | no data | 4" | no data
00-VPFS-814 | U2 water supply iso for TB ground floor | U2 TURBINE BLDG | no data | Pedistal Control Valve | Butterfly Valve | FireSystem | no data | OPEN | CLOSED | no data | 4" | no data
00-VPFS-815 | U2 water supply iso for ST/CT lube oil tank | U2 TURBINE BLDG | no data | Lube Oil Control Valve | Butterfly Valve | FireSystem | no data | OPEN | CLOSED | no data | 3" | no data
00-VPFS-816 | U2 water supply iso for ST/GENERATOR Coupling | U2 TURBINE BLDG | no data | Bearings Control Valve | Butterfly Valve | FireSystem | no data | OPEN | CLOSED | no data | 3" | no data
00-VPFS-817 | no data | no data | no data | Bearings Deluge Valve | Deluge Valve | FireSystem | no data | no data | no data | no data | 4" | no data
00-VPFS-818 | no data | no data | no data | Bearings Check Valve | Easy Riser Check Va. | FireSystem | no data | no data | no data | no data | 3" | no data
00-VPFS-819 | no data | no data | no data | Pedisal Check Valve | Easy Riser Check Va. | FireSystem | no data | no data | no data | no data | 4" | no data
00-VPFS-820 | no data | no data | no data | Lube Oil Check Valve | Easy Riser Check Va. | FireSystem | no data | no data | no data | no data | 3" | no data
00-VPFS-821 | no data | no data | no data | Bearing Deluge Va. Main Drain | Ball Valve | FireSystem | no data | no data | no data | no data | 2" | no data
00-VPFS-822 | no data | no data | no data | Bearing Check Va. Main Drain | Ball Valve | FireSystem | no data | no data | no data | no data | 2" | no data
00-VPFS-823 | no data | no data | no data | Pedistal Check Va. Main Drain | Ball Valve | FireSystem | no data | no data | no data | no data | 2" | no data
00-VPFS-824 | no data | no data | no data | Lube Oil Check Va. Main Drain | Ball Valve | FireSystem | no data | no data | no data | no data | 2" | no data
00-VPFS-825 | U2 Turbine building fire system header drain | U2 TURBINE BLDG | no data | Header Drain Valve | Ball Valve | FireSystem | no data | CLOSED | OPEN | no data | 1" | no data
00-VPFS-826 | no data | no data | no data | Bearing Deluge Valve Trim | Solenoid Valve | FireSystem | no data | no data | no data | no data | 1" | no data
00-VPFS-827 | no data | no data | no data | Turbine Fire Department Connection | Swing Check Va. | FireSystem | no data | no data | no data | no data | 4" | no data
00-VPFS-828 | no data | no data | no data | Aux Boiler Bldg Control Valve | Butterfly Valve | FireSystem | no data | no data | no data | no data | 4" | no data
00-VPFS-829 | no data | no data | no data | Aux Boiler Bldg Check Valve | Easy Riser Check Va. | FireSystem | no data | no data | no data | no data | 4" | no data
00-VPFS-830 | no data | no data | no data | Aux Boiler Bldg Check Va. Main Drain | Ball Valve | FireSystem | no data | no data | no data | no data | 2" | no data
00-VPFS-831 | no data | no data | no data | Aux Boiler Bldg Header Drain Valve | Ball Valve | FireSystem | no data | no data | no data | no data | 1" | no data
00-VPFS-832 | no data | no data | no data | Aux Boiler Bldg F.D.C. Check Valve | Swing Check Va. | FireSystem | no data | no data | no data | no data | 4" | no data
00-FPS-PST-01 | no data | no data | no data | M1 | Manual Pull | FireSystem | no data | no data | no data | no data | no data | no data
00-FPS-PST-02 | no data | no data | no data | M2 | Manual Pull | FireSystem | no data | no data | no data | no data | no data | no data
00-FPS-PST-03 | no data | no data | no data | M3 | Manual Pull | FireSystem | no data | no data | no data | no data | no data | no data
00-FPS-PST-04 | no data | no data | no data | M4 | Manual Pull | FireSystem | no data | no data | no data | no data | no data | no data
00-FPS-PST-05 | no data | no data | no data | M5 | Manual Pull | FireSystem | no data | no data | no data | no data | no data | no data
00-FPS-PST-06 | no data | no data | no data | M6 | Manual Pull | FireSystem | no data | no data | no data | no data | no data | no data
00-FPS-PST-07 | no data | no data | no data | M7 | Manual Pull | FireSystem | no data | no data | no data | no data | no data | no data
00-FPS-PST-08 | no data | no data | no data | M8 | Manual Pull | FireSystem | no data | no data | no data | no data | no data | no data
00-FPS-PST-09 | no data | no data | no data | M9 | Manual Pull | FireSystem | no data | no data | no data | no data | no data | no data
00-FPS-HST-01 | no data | no data | no data | NAC1-1 | Horn/Strobe | FireSystem | no data | no data | no data | no data | no data | no data
00-FPS-HST-02 | no data | no data | no data | NAC1-2 | Horn/Strobe | FireSystem | no data | no data | no data | no data | no data | no data
00-FPS-HST-03 | no data | no data | no data | NAC1-3 | Horn/Strobe | FireSystem | no data | no data | no data | no data | no data | no data
00-FPS-HST-04 | no data | no data | no data | NAC1-4 | Horn/Strobe | FireSystem | no data | no data | no data | no data | no data | no data
00-FPS-HST-05 | no data | no data | no data | NAC1-5 | Horn/Strobe | FireSystem | no data | no data | no data | no data | no data | no data
00-FPS-HST-06 | no data | no data | no data | NAC1-6 | Horn/Strobe | FireSystem | no data | no data | no data | no data | no data | no data
00-FPS-HST-07 | no data | no data | no data | NAC1-7 | Horn/Strobe | FireSystem | no data | no data | no data | no data | no data | no data
00-FPS-HST-08 | no data | no data | no data | NAC1-8 | Horn/Strobe | FireSystem | no data | no data | no data | no data | no data | no data
00-FPS-HST-09 | no data | no data | no data | NAC2-1 | Horn/Strobe | FireSystem | no data | no data | no data | no data | no data | no data
00-FPS-HST-10 | no data | no data | no data | NAC2-2 | Horn/Strobe | FireSystem | no data | no data | no data | no data | no data | no data
00-FPS-HST-11 | no data | no data | no data | NAC2-3 | Horn/Strobe | FireSystem | no data | no data | no data | no data | no data | no data
00-FPS-HST-12 | no data | no data | no data | NAC2-4 | Horn/Strobe | FireSystem | no data | no data | no data | no data | no data | no data
00-FPS-HST-13 | no data | no data | no data | NAC2-5 | Horn/Strobe | FireSystem | no data | no data | no data | no data | no data | no data
00-FPS-HST-14 | no data | no data | no data | NAC2-6 | Horn/Strobe | FireSystem | no data | no data | no data | no data | no data | no data
00-FPS-HST-15 | no data | no data | no data | NAC2-7 | Horn/Strobe | FireSystem | no data | no data | no data | no data | no data | no data
00-FPS-HST-16 | no data | no data | no data | NAC2-8 | Horn/Strobe | FireSystem | no data | no data | no data | no data | no data | no data
00-FPS-HST-17 | no data | no data | no data | NAC2-9 | Horn/Strobe | FireSystem | no data | no data | no data | no data | no data | no data
00-FPS-HDT-01 | no data | no data | no data | TBD-In Progress | Heat Detector | FireSystem | no data | no data | no data | no data | no data | no data
00-FPS-HDT-02 | no data | no data | no data | TBD-In Progress | Heat Detector | FireSystem | no data | no data | no data | no data | no data | no data
00-FPS-HDT-03 | no data | no data | no data | TBD-In Progress | Heat Detector | FireSystem | no data | no data | no data | no data | no data | no data
00-FPS-HDT-04 | no data | no data | no data | TBD-In Progress | Heat Detector | FireSystem | no data | no data | no data | no data | no data | no data
00-FPS-HDT-05 | no data | no data | no data | TBD-In Progress | Heat Detector | FireSystem | no data | no data | no data | no data | no data | no data
00-FPS-HDT-06 | no data | no data | no data | TBD-In Progress | Heat Detector | FireSystem | no data | no data | no data | no data | no data | no data
00-FPS-HDT-07 | no data | no data | no data | TBD-In Progress | Heat Detector | FireSystem | no data | no data | no data | no data | no data | no data
00-FPS-HDT-08 | no data | no data | no data | TBD-In Progress | Heat Detector | FireSystem | no data | no data | no data | no data | no data | no data
00-FPS-HDT-09 | no data | no data | no data | TBD-In Progress | Heat Detector | FireSystem | no data | no data | no data | no data | no data | no data
00-FPS-HDT-10 | no data | no data | no data | TBD-In Progress | Heat Detector | FireSystem | no data | no data | no data | no data | no data | no data
00-FPS-HDT-11 | no data | no data | no data | TBD-In Progress | Heat Detector | FireSystem | no data | no data | no data | no data | no data | no data
00-FPS-JBX-01 | no data | no data | no data | TBD-In Progress | Junction Box | FireSystem | no data | no data | no data | no data | no data | no data
00-FPS-PNL-13 | TURBINE BUILDING 01 LOCAL FIRE ALRM CPL NODE #9 | 01-LVD-PPL-21133 BR 5 TURBINE DECK SW | no data | 00-FPS-PNL-13 | Panel | FireSystem | no data | CLOSED | OPEN | no data | no data | no data
NA | no data | no data | no data | TBD-In Progress | FMM-1 | FireSystem | no data | no data | no data | no data | no data | no data
NA | no data | no data | no data | TBD-In Progress | FMM-1 | FireSystem | no data | no data | no data | no data | no data | no data
NA | no data | no data | no data | TBD-In Progress | FMM-1 | FireSystem | no data | no data | no data | no data | no data | no data
00-FPS-PST-10 | no data | no data | no data | M1 | Manual Pull | FireSystem | no data | no data | no data | no data | no data | no data
00-FPS-PST-11 | no data | no data | no data | M2 | Manual Pull | FireSystem | no data | no data | no data | no data | no data | no data
00-FPS-PST-12 | no data | no data | no data | M3 | Manual Pull | FireSystem | no data | no data | no data | no data | no data | no data
00-FPS-PST-13 | no data | no data | no data | M4 | Manual Pull | FireSystem | no data | no data | no data | no data | no data | no data
00-FPS-PST-14 | no data | no data | no data | M5 | Manual Pull | FireSystem | no data | no data | no data | no data | no data | no data
00-FPS-PST-15 | no data | no data | no data | M6 | Manual Pull | FireSystem | no data | no data | no data | no data | no data | no data
00-FPS-PST-16 | no data | no data | no data | M7 | Manual Pull | FireSystem | no data | no data | no data | no data | no data | no data
00-FPS-PST-17 | no data | no data | no data | M8 | Manual Pull | FireSystem | no data | no data | no data | no data | no data | no data
00-FPS-PST-18 | no data | no data | no data | M9 | Manual Pull | FireSystem | no data | no data | no data | no data | no data | no data
00-FPS-HST-18 | no data | no data | no data | NAC1-1 | Horn/Strobe | FireSystem | no data | no data | no data | no data | no data | no data
00-FPS-HST-19 | no data | no data | no data | NAC1-2 | Horn/Strobe | FireSystem | no data | no data | no data | no data | no data | no data
00-FPS-HST-20 | no data | no data | no data | NAC1-3 | Horn/Strobe | FireSystem | no data | no data | no data | no data | no data | no data
00-FPS-HST-21 | no data | no data | no data | NAC1-4 | Horn/Strobe | FireSystem | no data | no data | no data | no data | no data | no data
00-FPS-HST-22 | no data | no data | no data | NAC1-5 | Horn/Strobe | FireSystem | no data | no data | no data | no data | no data | no data
00-FPS-HST-23 | no data | no data | no data | NAC1-6 | Horn/Strobe | FireSystem | no data | no data | no data | no data | no data | no data
00-FPS-HST-24 | no data | no data | no data | NAC1-7 | Horn/Strobe | FireSystem | no data | no data | no data | no data | no data | no data
00-FPS-HST-25 | no data | no data | no data | NAC1-8 | Horn/Strobe | FireSystem | no data | no data | no data | no data | no data | no data
00-FPS-HST-26 | no data | no data | no data | NAC2-1 | Horn/Strobe | FireSystem | no data | no data | no data | no data | no data | no data
00-FPS-HST-27 | no data | no data | no data | NAC2-2 | Horn/Strobe | FireSystem | no data | no data | no data | no data | no data | no data
00-FPS-HST-28 | no data | no data | no data | NAC2-3 | Horn/Strobe | FireSystem | no data | no data | no data | no data | no data | no data
00-FPS-HST-29 | no data | no data | no data | NAC2-4 | Horn/Strobe | FireSystem | no data | no data | no data | no data | no data | no data
00-FPS-HST-30 | no data | no data | no data | NAC2-5 | Horn/Strobe | FireSystem | no data | no data | no data | no data | no data | no data
00-FPS-HST-31 | no data | no data | no data | NAC2-6 | Horn/Strobe | FireSystem | no data | no data | no data | no data | no data | no data
00-FPS-HST-32 | no data | no data | no data | NAC2-7 | Horn/Strobe | FireSystem | no data | no data | no data | no data | no data | no data
00-FPS-HST-33 | no data | no data | no data | NAC2-8 | Horn/Strobe | FireSystem | no data | no data | no data | no data | no data | no data
00-FPS-HST-34 | no data | no data | no data | NAC2-9 | Horn/Strobe | FireSystem | no data | no data | no data | no data | no data | no data
00-FPS-HDT-12 | no data | no data | no data | TBD-In Progress | Heat Detector | FireSystem | no data | no data | no data | no data | no data | no data
00-FPS-HDT-13 | no data | no data | no data | TBD-In Progress | Heat Detector | FireSystem | no data | no data | no data | no data | no data | no data
00-FPS-HDT-14 | no data | no data | no data | TBD-In Progress | Heat Detector | FireSystem | no data | no data | no data | no data | no data | no data
00-FPS-HDT-15 | no data | no data | no data | TBD-In Progress | Heat Detector | FireSystem | no data | no data | no data | no data | no data | no data
00-FPS-HDT-16 | no data | no data | no data | TBD-In Progress | Heat Detector | FireSystem | no data | no data | no data | no data | no data | no data
00-FPS-HDT-17 | no data | no data | no data | TBD-In Progress | Heat Detector | FireSystem | no data | no data | no data | no data | no data | no data
00-FPS-HDT-18 | no data | no data | no data | TBD-In Progress | Heat Detector | FireSystem | no data | no data | no data | no data | no data | no data
00-FPS-HDT-19 | no data | no data | no data | TBD-In Progress | Heat Detector | FireSystem | no data | no data | no data | no data | no data | no data
00-FPS-JBX-02 | no data | no data | no data | TBD-In Progress | Junction Box | FireSystem | no data | no data | no data | no data | no data | no data
01-FPS-PNL-14 | no data | no data | no data | 01-FPS-PNL-14 | Panel | FireSystem | no data | no data | no data | no data | no data | no data
NA | no data | no data | no data | TBD-In Progress | FMM-1 | FireSystem | no data | no data | no data | no data | no data | no data
NA | no data | no data | no data | TBD-In Progress | FMM-1 | FireSystem | no data | no data | no data | no data | no data | no data
NA | no data | no data | no data | TBD-In Progress | FMM-1 | FireSystem | no data | no data | no data | no data | no data | no data
00-FPS-SDT-01 | no data | no data | no data | D1 | Smoke Dectector | FireSystem | no data | no data | no data | no data | no data | no data
00-FPS-SDT-02 | no data | no data | no data | D2 | Smoke Dectector | FireSystem | no data | no data | no data | no data | no data | no data
00-FPS-SDT-03 | no data | no data | no data | D3 | Smoke Dectector | FireSystem | no data | no data | no data | no data | no data | no data
00-FPS-SDT-04 | no data | no data | no data | D4 | Smoke Dectector | FireSystem | no data | no data | no data | no data | no data | no data
00-FPS-SDT-05 | no data | no data | no data | D5 | Smoke Dectector | FireSystem | no data | no data | no data | no data | no data | no data
00-FPS-SDT-06 | no data | no data | no data | D6 | Smoke Dectector | FireSystem | no data | no data | no data | no data | no data | no data
00-FPS-SDT-07 | no data | no data | no data | D7 | Smoke Dectector | FireSystem | no data | no data | no data | no data | no data | no data
00-FPS-SDT-08 | no data | no data | no data | D8 | Smoke Dectector | FireSystem | no data | no data | no data | no data | no data | no data
00-FPS-SDT-09 | no data | no data | no data | D9 | Smoke Dectector | FireSystem | no data | no data | no data | no data | no data | no data
00-FPS-SDT-10 | no data | no data | no data | D10 | Smoke Dectector | FireSystem | no data | no data | no data | no data | no data | no data
00-FPS-SDT-11 | no data | no data | no data | D11 | Smoke Dectector | FireSystem | no data | no data | no data | no data | no data | no data
00-FPS-SDT-12 | no data | no data | no data | D12 | Smoke Dectector | FireSystem | no data | no data | no data | no data | no data | no data
00-FPS-SDT-13 | no data | no data | no data | D13 | Smoke Dectector | FireSystem | no data | no data | no data | no data | no data | no data
00-FPS-SDT-14 | no data | no data | no data | D14 | Smoke Dectector | FireSystem | no data | no data | no data | no data | no data | no data
00-FPS-SDT-15 | no data | no data | no data | D15 | Smoke Dectector | FireSystem | no data | no data | no data | no data | no data | no data
00-FPS-SDT-16 | no data | no data | no data | D16 | Smoke Dectector | FireSystem | no data | no data | no data | no data | no data | no data
00-FPS-SDT-17 | no data | no data | no data | D17 | Smoke Dectector | FireSystem | no data | no data | no data | no data | no data | no data
00-FPS-SDT-18 | no data | no data | no data | D18 | Smoke Dectector | FireSystem | no data | no data | no data | no data | no data | no data
00-FPS-SDT-19 | no data | no data | no data | D19 | Smoke Dectector | FireSystem | no data | no data | no data | no data | no data | no data
00-FPS-SDT-20 | no data | no data | no data | D20 | Smoke Dectector | FireSystem | no data | no data | no data | no data | no data | no data
00-FPS-SDT-21 | no data | no data | no data | D21 | Smoke Dectector | FireSystem | no data | no data | no data | no data | no data | no data
00-FPS-SDT-22 | no data | no data | no data | D22 | Smoke Dectector | FireSystem | no data | no data | no data | no data | no data | no data
00-FPS-SDT-23 | no data | no data | no data | D23 | Smoke Dectector | FireSystem | no data | no data | no data | no data | no data | no data
00-FPS-SDT-24 | no data | no data | no data | D24 | Smoke Dectector | FireSystem | no data | no data | no data | no data | no data | no data
00-FPS-SDT-25 | no data | no data | no data | D25 | Smoke Dectector | FireSystem | no data | no data | no data | no data | no data | no data
00-FPS-SDT-26 | no data | no data | no data | D26 | Smoke Dectector | FireSystem | no data | no data | no data | no data | no data | no data
00-FPS-SDT-27 | no data | no data | no data | D27 | Smoke Dectector | FireSystem | no data | no data | no data | no data | no data | no data
00-FPS-SDT-28 | no data | no data | no data | D28 | Smoke Dectector | FireSystem | no data | no data | no data | no data | no data | no data
00-FPS-DDT-01 | no data | no data | no data | D29 | Duct Dectector | FireSystem | no data | no data | no data | no data | no data | no data
00-FPS-DDT-02 | no data | no data | no data | D30 | Duct Dectector | FireSystem | no data | no data | no data | no data | no data | no data
00-FPS-DDT-03 | no data | no data | no data | D31 | Duct Dectector | FireSystem | no data | no data | no data | no data | no data | no data
00-FPS-DDT-04 | no data | no data | no data | D32 | Duct Dectector | FireSystem | no data | no data | no data | no data | no data | no data
00-FPS-DDT-05 | no data | no data | no data | D33 | Duct Dectector | FireSystem | no data | no data | no data | no data | no data | no data
00-FPS-DDT-06 | no data | no data | no data | D34 | Duct Dectector | FireSystem | no data | no data | no data | no data | no data | no data
00-FPS-DDT-07 | no data | no data | no data | D35 | Duct Dectector | FireSystem | no data | no data | no data | no data | no data | no data
00-FPS-DDT-08 | no data | no data | no data | D36 | Duct Dectector | FireSystem | no data | no data | no data | no data | no data | no data
00-FPS-DDT-09 | no data | no data | no data | D37 | Duct Dectector | FireSystem | no data | no data | no data | no data | no data | no data
00-FPS-SDT-29 | no data | no data | no data | D38 | Smoke Dectector | FireSystem | no data | no data | no data | no data | no data | no data
00-FPS-SDT-30 | no data | no data | no data | D39 | Smoke Dectector | FireSystem | no data | no data | no data | no data | no data | no data
00-FPS-SDT-31 | no data | no data | no data | D40 | Smoke Dectector | FireSystem | no data | no data | no data | no data | no data | no data
00-FPS-PST-19 | no data | no data | no data | M1 | Manual Pull | FireSystem | no data | no data | no data | no data | no data | no data
00-FPS-PST-20 | no data | no data | no data | M2 | Manual Pull | FireSystem | no data | no data | no data | no data | no data | no data
00-FPS-PST-21 | no data | no data | no data | M3 | Manual Pull | FireSystem | no data | no data | no data | no data | no data | no data
00-FPS-PST-22 | no data | no data | no data | M4 | Manual Pull | FireSystem | no data | no data | no data | no data | no data | no data
00-FPS-PST-23 | no data | no data | no data | M5 | Manual Pull | FireSystem | no data | no data | no data | no data | no data | no data
00-FPS-PST-24 | no data | no data | no data | M6 | Manual Pull | FireSystem | no data | no data | no data | no data | no data | no data
00-FPS-PST-25 | no data | no data | no data | M7 | Manual Pull | FireSystem | no data | no data | no data | no data | no data | no data
NA | no data | no data | no data | M8 | FMM-1 | FireSystem | no data | no data | no data | no data | no data | no data
NA | no data | no data | no data | M9 | FMM-1 | FireSystem | no data | no data | no data | no data | no data | no data
NA | no data | no data | no data | M10 | FMM-1 | FireSystem | no data | no data | no data | no data | no data | no data
NA | no data | no data | no data | M11 | FMM-1 | FireSystem | no data | no data | no data | no data | no data | no data
NA | no data | no data | no data | M12 | FRM-1 | FireSystem | no data | no data | no data | no data | no data | no data
NA | no data | no data | no data | M13 | FRM-1 | FireSystem | no data | no data | no data | no data | no data | no data
NA | no data | no data | no data | M14 | FRM-1 | FireSystem | no data | no data | no data | no data | no data | no data
NA | no data | no data | no data | M15 | FRM-1 | FireSystem | no data | no data | no data | no data | no data | no data
00-FPS-HST-35 | no data | no data | no data | NAC1-1 | Horn/Strobe | FireSystem | no data | no data | no data | no data | no data | no data
00-FPS-HST-36 | no data | no data | no data | NAC1-2 | Horn/Strobe | FireSystem | no data | no data | no data | no data | no data | no data
00-FPS-HST-37 | no data | no data | no data | NAC1-3 | Strobe | FireSystem | no data | no data | no data | no data | no data | no data
00-FPS-HST-38 | no data | no data | no data | NAC1-4 | Strobe | FireSystem | no data | no data | no data | no data | no data | no data
00-FPS-HST-39 | no data | no data | no data | NAC1-5 | Horn/Strobe | FireSystem | no data | no data | no data | no data | no data | no data
00-FPS-HST-40 | no data | no data | no data | NAC1-6 | Horn/Strobe | FireSystem | no data | no data | no data | no data | no data | no data
00-FPS-HST-41 | no data | no data | no data | NAC1-7 | Horn/Strobe | FireSystem | no data | no data | no data | no data | no data | no data
00-FPS-HST-42 | no data | no data | no data | NAC1-8 | Horn/Strobe | FireSystem | no data | no data | no data | no data | no data | no data
00-FPS-HST-43 | no data | no data | no data | NAC1-9 | Horn/Strobe | FireSystem | no data | no data | no data | no data | no data | no data
00-FPS-HST-44 | no data | no data | no data | NAC1-10 | Horn/Strobe | FireSystem | no data | no data | no data | no data | no data | no data
00-FPS-PNL-04 | ADM BLD MAIN FIRE ALARM CPL NODE #1 | 02-LVD-PPL-22141, BR13SERVER ROOM EAST WALL | no data | 00-FPS-PNL-04 | Panel | FireSystem | no data | CLOSED | OPEN | no data | no data | no data
00-FPS-PNL-05 | ADM BLD LOCAL FIRE ALARM CPL NODE #2 | 02-LVD-PPL-22141, BR14SERVER ROOM EAST WALL | no data | 00-FPS-PNL-05 | Panel | FireSystem | no data | CLOSED | OPEN | no data | no data | no data
00-FPS-PST-26 | no data | no data | no data | M1 | Manual Pull | FireSystem | no data | no data | no data | no data | no data | no data
00-FPS-PST-27 | no data | no data | no data | M2 | Manual Pull | FireSystem | no data | no data | no data | no data | no data | no data
00-FPS-PST-28 | no data | no data | no data | M3 | Manual Pull | FireSystem | no data | no data | no data | no data | no data | no data
00-FPS-PST-29 | no data | no data | no data | M4 | Manual Pull | FireSystem | no data | no data | no data | no data | no data | no data
00-FPS-HST-45 | no data | no data | no data | NAC1-1 | Horn/Strobe | FireSystem | no data | no data | no data | no data | no data | no data
00-FPS-HST-46 | no data | no data | no data | NAC2-1 | Horn/Strobe | FireSystem | no data | no data | no data | no data | no data | no data
00-FPS-HST-47 | no data | no data | no data | NAC2-2 | Horn/Strobe | FireSystem | no data | no data | no data | no data | no data | no data
00-FPS-HST-48 | no data | no data | no data | NAC2-3 | Horn/Strobe | FireSystem | no data | no data | no data | no data | no data | no data
00-FPS-HST-49 | no data | no data | no data | NAC2-4 | Horn/Strobe | FireSystem | no data | no data | no data | no data | no data | no data
00-FPS-PNL-15 | AUX BLR BLDG & AMMONIA CONT. AREA LOCAL FIRE ALM CPL NODE #6 | 02-LVD-PPL-12151, BR 21 AUX BOILER WEST WALL | no data | 00-FPS-PNL-15 | Panel | FireSystem | no data | CLOSED | OPEN | no data | no data | no data
00-FPS-JBX-05 | no data | no data | no data | 00-FPS-JBX-06 | SAB | FireSystem | no data | no data | no data | no data | no data | no data
00-FPS-JBX-08 | no data | no data | no data | 00-FPS-JBX-05 | SAB | FireSystem | no data | no data | no data | no data | no data | no data
00-FPS-SDT-32 | no data | no data | no data | D7 | Smoke Dectector | FireSystem | no data | no data | no data | no data | no data | no data
00-FPS-PST-30 | no data | no data | no data | M3 | Manual Pull | FireSystem | no data | no data | no data | no data | no data | no data
00-FPS-HST-50 | no data | no data | no data | NAC1-3 | Horn/Strobe | FireSystem | no data | no data | no data | no data | no data | no data
00-FPS-JBX-04 | no data | no data | no data | 00-FPS-JBX-05 | SAB | FireSystem | no data | no data | no data | no data | no data | no data
00-FPS-SDT-33 | no data | no data | no data | D7 | Smoke Dectector | FireSystem | no data | no data | no data | no data | no data | no data
00-FPS-PST-31 | no data | no data | no data | M3 | Manual Pull | FireSystem | no data | no data | no data | no data | no data | no data
00-FPS-HST-51 | no data | no data | no data | NAC1-3 | Horn/Strobe | FireSystem | no data | no data | no data | no data | no data | no data
00-FPS-PST-32 | no data | no data | no data | M1 | Manual Pull | FireSystem | no data | no data | no data | no data | no data | no data
00-FPS-PST-33 | no data | no data | no data | M2 | Manual Pull | FireSystem | no data | no data | no data | no data | no data | no data
00-FPS-SDT-34 | no data | no data | no data | D01 | Smoke Dectector | FireSystem | no data | no data | no data | no data | no data | no data
00-FPS-SDT-35 | no data | no data | no data | D02 | Smoke Dectector | FireSystem | no data | no data | no data | no data | no data | no data
00-FPS-SDT-36 | no data | no data | no data | D03 | Smoke Dectector | FireSystem | no data | no data | no data | no data | no data | no data
00-FPS-SDT-37 | no data | no data | no data | D04 | Smoke Dectector | FireSystem | no data | no data | no data | no data | no data | no data
00-FPS-HST-52 | no data | no data | no data | NAC1-1 | Horn/Strobe | FireSystem | no data | no data | no data | no data | no data | no data
00-FPS-HST-53 | no data | no data | no data | NAC2-1 | Horn/Strobe | FireSystem | no data | no data | no data | no data | no data | no data
00-FPS-HST-54 | no data | no data | no data | NAC2-2 | Horn/Strobe | FireSystem | no data | no data | no data | no data | no data | no data
00-FPS-PNL-10 | no data | no data | no data | 00-FPS-PNL-10 | Panel | FireSystem | no data | no data | no data | no data | no data | no data
00-FPS-PST-34 | no data | no data | no data | M1 | Manual Pull | FireSystem | no data | no data | no data | no data | no data | no data
00-FPS-PST-35 | no data | no data | no data | M2 | Manual Pull | FireSystem | no data | no data | no data | no data | no data | no data
00-FPS-SDT-38 | no data | no data | no data | D01 | Smoke Dectector | FireSystem | no data | no data | no data | no data | no data | no data
00-FPS-SDT-39 | no data | no data | no data | D02 | Smoke Dectector | FireSystem | no data | no data | no data | no data | no data | no data
00-FPS-SDT-40 | no data | no data | no data | D03 | Smoke Dectector | FireSystem | no data | no data | no data | no data | no data | no data
00-FPS-SDT-41 | no data | no data | no data | D04 | Smoke Dectector | FireSystem | no data | no data | no data | no data | no data | no data
00-FPS-HST-55 | no data | no data | no data | NAC1-1 | Horn/Strobe | FireSystem | no data | no data | no data | no data | no data | no data
00-FPS-HST-56 | no data | no data | no data | NAC2-1 | Horn/Strobe | FireSystem | no data | no data | no data | no data | no data | no data
00-FPS-HST-57 | no data | no data | no data | NAC2-2 | Horn/Strobe | FireSystem | no data | no data | no data | no data | no data | no data
00-FPS-PNL-06 | no data | no data | no data | 00-FPS-PNL-06 | Panel | FireSystem | no data | no data | no data | no data | no data | no data
00-FPS-PST-36 | no data | no data | no data | M1 | Manual Pull | FireSystem | no data | no data | no data | no data | no data | no data
00-FPS-PST-37 | no data | no data | no data | M2 | Manual Pull | FireSystem | no data | no data | no data | no data | no data | no data
00-FPS-SDT-42 | no data | no data | no data | D01 | Smoke Dectector | FireSystem | no data | no data | no data | no data | no data | no data
00-FPS-SDT-43 | no data | no data | no data | D02 | Smoke Dectector | FireSystem | no data | no data | no data | no data | no data | no data
00-FPS-SDT-44 | no data | no data | no data | D03 | Smoke Dectector | FireSystem | no data | no data | no data | no data | no data | no data
00-FPS-SDT-45 | no data | no data | no data | D04 | Smoke Dectector | FireSystem | no data | no data | no data | no data | no data | no data
00-FPS-HST-58 | no data | no data | no data | NAC1-1 | Horn/Strobe | FireSystem | no data | no data | no data | no data | no data | no data
00-FPS-HST-59 | no data | no data | no data | NAC2-1 | Horn/Strobe | FireSystem | no data | no data | no data | no data | no data | no data
00-FPS-HST-60 | no data | no data | no data | NAC2-2 | Horn/Strobe | FireSystem | no data | no data | no data | no data | no data | no data
00-FPS-PNL-07 | HRSG 01 ELEC ENCL LCAL FIRE ALRM CPL NODE #7 | 01-LVD-PPL-1111 BR INSIDE HRSG SWG ENCLOSURE | no data | 00-FPS-PNL-07 | Panel | FireSystem | no data | CLOSED | OPEN | no data | no data | no data
00-FPS-JBX-06 | no data | no data | no data | 00-FPS-JBX-07 | SAB | FireSystem | no data | no data | no data | no data | no data | no data
00-FPS-PST-38 | no data | no data | no data | M1 | Manual Pull | FireSystem | no data | no data | no data | no data | no data | no data
00-FPS-PST-39 | no data | no data | no data | M2 | Manual Pull | FireSystem | no data | no data | no data | no data | no data | no data
00-FPS-SDT-46 | no data | no data | no data | D01 | Smoke Dectector | FireSystem | no data | no data | no data | no data | no data | no data
00-FPS-SDT-47 | no data | no data | no data | D02 | Smoke Dectector | FireSystem | no data | no data | no data | no data | no data | no data
00-FPS-SDT-48 | no data | no data | no data | D03 | Smoke Dectector | FireSystem | no data | no data | no data | no data | no data | no data
00-FPS-SDT-49 | no data | no data | no data | D04 | Smoke Dectector | FireSystem | no data | no data | no data | no data | no data | no data
00-FPS-HST-61 | no data | no data | no data | NAC1-1 | Horn/Strobe | FireSystem | no data | no data | no data | no data | no data | no data
00-FPS-HST-62 | no data | no data | no data | NAC2-1 | Horn/Strobe | FireSystem | no data | no data | no data | no data | no data | no data
00-FPS-HST-63 | no data | no data | no data | NAC2-2 | Horn/Strobe | FireSystem | no data | no data | no data | no data | no data | no data
00-FPS-PNL-08 | HRSG 02 ELEC. ENCL. FIRE ALM CPL NODE #5 | 02-LVD-PPL-2211, BR5OUTSIDE HRSG SWG ENCLOSURE | no data | 00-FPS-PNL-08 | Panel | FireSystem | no data | CLOSED | OPEN | no data | no data | no data
00-FPS-JBX-02 | no data | no data | no data | 00-FPS-JBX-03 | SAB | FireSystem | no data | no data | no data | no data | no data | no data
00-FPS-PST-40 | no data | no data | no data | M1 | Manual Pull | FireSystem | no data | no data | no data | no data | no data | no data
00-FPS-PST-41 | no data | no data | no data | M2 | Manual Pull | FireSystem | no data | no data | no data | no data | no data | no data
00-FPS-HST-64 | no data | no data | no data | NAC1-1 | Horn/Strobe | FireSystem | no data | no data | no data | no data | no data | no data
00-FPS-HST-65 | no data | no data | no data | NAC2-1 | Horn/Strobe | FireSystem | no data | no data | no data | no data | no data | no data
00-FPS-HST-66 | no data | no data | no data | NAC2-2 | Horn/Strobe | FireSystem | no data | no data | no data | no data | no data | no data
00-FPS-SDT-50 | no data | no data | no data | D01 | Smoke Dectector | FireSystem | no data | no data | no data | no data | no data | no data
00-FPS-SDT-51 | no data | no data | no data | D02 | Smoke Dectector | FireSystem | no data | no data | no data | no data | no data | no data
00-FPS-SDT-52 | no data | no data | no data | D03 | Smoke Dectector | FireSystem | no data | no data | no data | no data | no data | no data
00-FPS-SDT-53 | no data | no data | no data | D04 | Smoke Dectector | FireSystem | no data | no data | no data | no data | no data | no data
00-FPS-JBX-07 | no data | no data | no data | 00-FPS-JBX-08 | SAB | FireSystem | no data | no data | no data | no data | no data | no data
00-FPS-PST-42 | no data | no data | no data | M1 | Manual Pull | FireSystem | no data | no data | no data | no data | no data | no data
00-FPS-PST-43 | no data | no data | no data | M2 | Manual Pull | FireSystem | no data | no data | no data | no data | no data | no data
00-FPS-HST-67 | no data | no data | no data | NAC1-1 | Horn/Strobe | FireSystem | no data | no data | no data | no data | no data | no data
00-FPS-HST-68 | no data | no data | no data | NAC2-1 | Horn/Strobe | FireSystem | no data | no data | no data | no data | no data | no data
00-FPS-HST-69 | no data | no data | no data | NAC2-2 | Horn/Strobe | FireSystem | no data | no data | no data | no data | no data | no data
00-FPS-SDT-54 | no data | no data | no data | D01 | Smoke Dectector | FireSystem | no data | no data | no data | no data | no data | no data
00-FPS-SDT-55 | no data | no data | no data | D02 | Smoke Dectector | FireSystem | no data | no data | no data | no data | no data | no data
00-FPS-SDT-56 | no data | no data | no data | D03 | Smoke Dectector | FireSystem | no data | no data | no data | no data | no data | no data
00-FPS-SDT-57 | no data | no data | no data | D04 | Smoke Dectector | FireSystem | no data | no data | no data | no data | no data | no data
00-FPS-JBX-03 | no data | no data | no data | 00-FPS-JBX-04 | SAB | FireSystem | no data | no data | no data | no data | no data | no data
00-FPS-PST-44 | no data | no data | no data | M1 | Manual Pull | FireSystem | no data | no data | no data | no data | no data | no data
00-FPS-HST-70 | no data | no data | no data | NAC3-1 | Horn/Strobe | FireSystem | no data | no data | no data | no data | no data | no data
NA | no data | no data | no data | M4 | R10T RELAY | FireSystem | no data | no data | no data | no data | no data | no data
00-FPS-PST-45 | no data | no data | no data | M1 | Manual Pull | FireSystem | no data | no data | no data | no data | no data | no data
00-FPS-PST-46 | no data | no data | no data | M2 | Manual Pull | FireSystem | no data | no data | no data | no data | no data | no data
00-FPS-PST-47 | no data | no data | no data | M3 | Manual Pull | FireSystem | no data | no data | no data | no data | no data | no data
00-FPS-HST-69 | no data | no data | no data | NAC1-1 | Horn/Strobe | FireSystem | no data | no data | no data | no data | no data | no data
00-FPS-HST-71 | no data | no data | no data | NAC1-2 | Horn/Strobe | FireSystem | no data | no data | no data | no data | no data | no data
00-FPS-HST-72 | no data | no data | no data | NAC2-1 | Horn/Strobe | FireSystem | no data | no data | no data | no data | no data | no data
00-FPS-HST-73 | no data | no data | no data | NAC2-2 | Horn/Strobe | FireSystem | no data | no data | no data | no data | no data | no data
00-FPS-HST-74 | no data | no data | no data | NAC2-3 | Horn/Strobe | FireSystem | no data | no data | no data | no data | no data | no data
00-FSP-PNL-06 | no data | no data | no data | 00-FSP-PNL-06 | Panel | FireSystem | no data | no data | no data | no data | no data | no data
00-FSP-JBX-01 | no data | no data | no data | 00-FSP-JBX-01 | SAB | FireSystem | no data | no data | no data | no data | no data | no data
00-FSP-PNL-12 | no data | no data | no data | 00-FSP-PNL-12 | Panel | FireSystem | no data | no data | no data | no data | no data | no data
00-FPS-PST-48 | no data | no data | no data | M1 | Manual Pull | FireSystem | no data | no data | no data | no data | no data | no data
00-FPS-PST-49 | no data | no data | no data | M2 | Manual Pull | FireSystem | no data | no data | no data | no data | no data | no data
00-FPS-HST-75 | no data | no data | no data | NAC2-1 | Horn/Strobe | FireSystem | no data | no data | no data | no data | no data | no data
00-FPS-HST-76 | no data | no data | no data | NAC3-1 | Horn/Strobe | FireSystem | no data | no data | no data | no data | no data | no data
NA | no data | no data | no data | M3-M12 | XP10 | FireSystem | no data | no data | no data | no data | no data | no data
NA | no data | no data | no data | M13-M22 | XP10 | FireSystem | no data | no data | no data | no data | no data | no data
00-FSP-JBX-02 | no data | no data | no data | 00-FSP-JBX-02 | SAB | FireSystem | no data | no data | no data | no data | no data | no data
00-FPS-JBX-09 | no data | no data | no data | 00-FSP-JBX-10 | SAB | FireSystem | no data | no data | no data | no data | no data | no data
00-FPS-SDT-58 | no data | no data | no data | D01 | Smoke Dectector | FireSystem | no data | no data | no data | no data | no data | no data
00-FPS-SDT-59 | no data | no data | no data | D02 | Smoke Dectector | FireSystem | no data | no data | no data | no data | no data | no data
00-FPS-PST-50 | no data | no data | no data | M1 | Manual Pull | FireSystem | no data | no data | no data | no data | no data | no data
00-FPS-PST-51 | no data | no data | no data | M2 | Manual Pull | FireSystem | no data | no data | no data | no data | no data | no data
00-FPS-HST-77 | no data | no data | no data | NAC4-1 | Horn/Strobe | FireSystem | no data | no data | no data | no data | no data | no data
NA | no data | no data | no data | FCM3-1 | Horn/Strobe | FireSystem | no data | no data | no data | no data | no data | no data
NA | no data | no data | no data | FCM3-2 | Horn/Strobe | FireSystem | no data | no data | no data | no data | no data | no data
00-FPS-SDT-60 | no data | no data | no data | D01 | Smoke Dectector | FireSystem | no data | no data | no data | no data | no data | no data
00-FPS-SDT-61 | no data | no data | no data | D02 | Smoke Dectector | FireSystem | no data | no data | no data | no data | no data | no data
00-FPS-SDT-62 | no data | no data | no data | D03 | Smoke Dectector | FireSystem | no data | no data | no data | no data | no data | no data
00-FPS-PST-52 | no data | no data | no data | M1 | Manual Pull | FireSystem | no data | no data | no data | no data | no data | no data
00-FPS-PST-53 | no data | no data | no data | M2 | Manual Pull | FireSystem | no data | no data | no data | no data | no data | no data
00-FPS-HST-78 | no data | no data | no data | M3 | Manual Pull | FireSystem | no data | no data | no data | no data | no data | no data
00-FPS-HST-79 | no data | no data | no data | NAC1-1 | Horn/Strobe | FireSystem | no data | no data | no data | no data | no data | no data
00-FPS-HST-80 | no data | no data | no data | NAC1-2 | Horn/Strobe | FireSystem | no data | no data | no data | no data | no data | no data
00-FPS-HST-81 | no data | no data | no data | NAC2-1 | Horn/Strobe | FireSystem | no data | no data | no data | no data | no data | no data
00-FPS-HST-82 | no data | no data | no data | NAC2-2 | Horn/Strobe | FireSystem | no data | no data | no data | no data | no data | no data
00-FPS-HST-83 | no data | no data | no data | NAC2-3 | Horn/Strobe | FireSystem | no data | no data | no data | no data | no data | no data
00-FPS-PNL-11 | no data | no data | no data | 00-FSP-PNL-11 | Panel | FireSystem | no data | no data | no data | no data | no data | no data
01-VBDN800 | no data | no data | no data | Isolation Valve | Ball | HRSGBD | JJ05792-06-PI | no data | no data | Service Water | 1/2" | no data
01-VBDN801 | no data | no data | no data | Root Valve | Ball | HRSGBD | JJ05792-06-PI | no data | no data | Service Water | 1/2" | no data
01-VBDN802 | no data | no data | no data | Throttling Valve | Needle | HRSGBD | JJ05792-06-PI | no data | no data | Service Water | 1/2" | no data
01-VBDN803 | no data | no data | no data | Isolation Valve | Ball | HRSGBD | JJ05792-06-PI | no data | no data | Service Water | 1/2" | no data
01-VBDN804 | no data | no data | no data | Root Valve | Ball | HRSGBD | JJ05792-06-PI | no data | no data | Service Water | 1/2" | no data
01-VBDN805 | no data | no data | no data | Throttling Valve | Needle | HRSGBD | JJ05792-06-PI | no data | no data | Service Water | 1/2" | no data
02-VBDN800 | no data | no data | no data | Isolation Valve | Ball | HRSGBD | JJ05792-06-PI | no data | no data | Service Water | 1/2" | no data
02-VBDN802 | no data | no data | no data | Root Valve | Ball | HRSGBD | JJ05792-06-PI | no data | no data | Service Water | 1/2" | no data
02-VBDN802 | no data | no data | no data | Throttling Valve | Needle | HRSGBD | JJ05792-06-PI | no data | no data | Service Water | 1/2" | no data
02-VBDN803 | no data | no data | no data | Isolation Valve | Ball | HRSGBD | JJ05792-06-PI | no data | no data | Service Water | 1/2" | no data
02-VBDN804 | no data | no data | no data | Root Valve | Ball | HRSGBD | JJ05792-06-PI | no data | no data | Service Water | 1/2" | no data
02-VBDN805 | no data | no data | no data | Throttling Valve | Needle | HRSGBD | JJ05792-06-PI | no data | no data | Service Water | 1/2" | no data
01-VPDR800 | no data | no data | no data | Isolation Valve | Ball | STDRAINS | JJ05792-09-PI | no data | no data | Drain Water | 2" | no data
01-VPDR801 | no data | no data | no data | Drain Valve | Ball | STDRAINS | JJ05792-09-PI | no data | no data | Drain Water | 3/4" | no data
01-VPDR802 | no data | no data | no data | Check Valve | Check | STDRAINS | JJ05792-09-PI | no data | no data | Drain Water | 2" | no data
01-VPDR803 | no data | no data | no data | Isolation Valve | Ball | STDRAINS | JJ05792-09-PI | no data | no data | Drain Water | 2" | no data
01-VPDR804 | no data | no data | no data | Isolation Valve | Ball | STDRAINS | JJ05792-09-PI | no data | no data | Drain Water | 2" | no data
01-VPDR805 | no data | no data | no data | Check Valve | Check | STDRAINS | JJ05792-09-PI | no data | no data | Drain Water | 2" | no data
01-VPDR806 | no data | no data | no data | Isolation Valve | Ball | STDRAINS | JJ05792-09-PI | no data | no data | Drain Water | 2" | no data
01-VPDR807 | no data | no data | no data | Drain Valve | Ball | STDRAINS | JJ05792-09-PI | no data | no data | Drain Water | 3/4" | no data
01-VPDR808 | no data | no data | no data | Root Valve | Ball | STDRAINS | JJ05792-09-PI | no data | no data | Drain Water | 3/4" | no data
01-VPDR809 | no data | no data | no data | Throttling Valve | Needle | STDRAINS | JJ05792-09-PI | no data | no data | Air | 1/2" | no data
01-VPDR810 | no data | no data | no data | Isolation Valve | Ball | STDRAINS | JJ05792-09-PI | no data | no data | Air | 1/2" | no data
01-VPDR812 | no data | no data | no data | Throttling Valve | Needle | STDRAINS | JJ05792-09-PI | no data | no data | Air | 1/2" | no data
01-VPDR814 | no data | no data | no data | Isolation Valve | Ball | STDRAINS | JJ05792-09-PI | no data | no data | Air | 1/2" | no data
02-VPDR800 | no data | no data | no data | Isolation Valve | Ball | STDRAINS | JJ05792-09-PI | no data | no data | Drain Water | 2" | no data
02-VPDR801 | no data | no data | no data | Drain Valve | Ball | STDRAINS | JJ05792-09-PI | no data | no data | Drain Water | 3/4" | no data
02-VPDR802 | no data | no data | no data | Check Valve | Check | STDRAINS | JJ05792-09-PI | no data | no data | Drain Water | 2" | no data
02-VPDR803 | no data | no data | no data | Isolation Valve | Ball | STDRAINS | JJ05792-09-PI | no data | no data | Drain Water | 2" | no data
02-VPDR804 | no data | no data | no data | Isolation Valve | Ball | STDRAINS | JJ05792-09-PI | no data | no data | Drain Water | 2" | no data
02-VPDR805 | no data | no data | no data | Check Valve | Check | STDRAINS | JJ05792-09-PI | no data | no data | Drain Water | 2" | no data
02-VPDR806 | no data | no data | no data | Isolation Valve | Ball | STDRAINS | JJ05792-09-PI | no data | no data | Drain Water | 2" | no data
02-VPDR807 | no data | no data | no data | Drain Valve | Ball | STDRAINS | JJ05792-09-PI | no data | no data | Drain Water | 3/4" | no data
02-VPDR808 | no data | no data | no data | Root Valve | Ball | STDRAINS | JJ05792-09-PI | no data | no data | Drain Water | 3/4" | no data
02-VPDR809 | no data | no data | no data | Throttling Valve | Needle | STDRAINS | JJ05792-09-PI | no data | no data | Air | 1/2" | no data
02-VPDR810 | no data | no data | no data | Isolation Valve | Ball | STDRAINS | JJ05792-09-PI | no data | no data | Air | 1/2" | no data
02-VPDR812 | no data | no data | no data | Throttling Valve | Needle | STDRAINS | JJ05792-09-PI | no data | no data | Air | 1/2" | no data
02-VPDR814 | no data | no data | no data | Isolation Valve | Ball | STDRAINS | JJ05792-09-PI | no data | no data | Air | 1/2" | no data
00-VSWS800 | SERVICE WATER PUMP "A" SUCTION ISOLATION | SERVICE WATER TANK AREA | no data | Isolation Valve | Butterfly | SWPUMP | JJ05792-02-PI | OPEN | CLOSED | Service Water | 12" | no data
00-VSWS801 | SERVICE WATER PUMP "A" STRAINER DRAIN ISOLATION | SERVICE WATER TANK AREA | no data | Drain Valve | Gate | SWPUMP | JJ05792-02-PI | CLOSED | OPEN | Service Water | 3/4" | no data
00-VSWS802 | SERVICE WATER PUMP "A" SUCTION LINE VENT ISOLATION | SERVICE WATER TANK AREA | no data | Vent Valve | Globe | SWPUMP | JJ05792-02-PI | CLOSED | OPEN | Service Water | 3/4" | no data
00-VSWS803 | no data | no data | no data | Root Valve | Globe | SWPUMP | JJ05792-02-PI | no data | no data | Service Water | 3/4" | no data
00-VSWS804 | no data | no data | no data | Root Valve | Globe | SWPUMP | JJ05792-02-PI | no data | no data | Service Water | 3/4" | no data
00-VSWS805 | SERVICE WATER PUMP "A" DISCHARGE LINE VENT ISOLATION | SERVICE WATER TANK AREA | no data | Vent Valve | Globe | SWPUMP | JJ05792-02-PI | CLOSED | OPEN | Service Water | 3/4" | no data
00-VSWS806 | no data | no data | no data | Check Valve | Check | SWPUMP | JJ05792-02-PI | no data | no data | Service Water | 10" | no data
00-VSWS807 | SERVICE WATER PUMP "A" DISCHARGE LINE DRAIN ISOLATION | SERVICE WATER TANK AREA | no data | Drain Valve | Gate | SWPUMP | JJ05792-02-PI | CLOSED | OPEN | Service Water | 3/4" | no data
00-VSWS808 | SERVICE WATER PUMP "A" DISCHARGE ISOLATION | SERVICE WATER TANK AREA | no data | Isolation Valve | Butterfly | SWPUMP | JJ05792-02-PI | OPEN | CLOSED | Service Water | 10" | no data
00-VSWS809 | SERVICE WATER PUMP "A" CASEING DRAIN ISOLATION | SERVICE WATER TANK AREA | no data | Drain Valve | Gate | SWPUMP | JJ05792-02-PI | CLOSED | OPEN | Service Water | 3/4" | no data
00-VSWS810 | SERVICE WATER PUMP "A" CATCH PAN DRAIN ISOLATION | SERVICE WATER TANK AREA | no data | Drain Valve | Gate | SWPUMP | JJ05792-02-PI | CLOSED | OPEN | Service Water | 3/4" | no data
00-VSWS811 | SERVICE WATER PUMP "B" SUCTION ISOLATION | SERVICE WATER TANK AREA | no data | Isolation Valve | Butterfly | SWPUMP | JJ05792-02-PI | OPEN | CLOSED | Service Water | 12" | no data
00-VSWS812 | SERVICE WATER PUMP "B" STRAINER DRAIN ISOLATION | SERVICE WATER TANK AREA | no data | Drain Valve | Gate | SWPUMP | JJ05792-02-PI | CLOSED | OPEN | Service Water | 3/4" | no data
00-VSWS813 | SERVICE WATER PUMP "B" SUCTION LINE VENT ISOLATION | SERVICE WATER TANK AREA | no data | Vent Valve | Globe | SWPUMP | JJ05792-02-PI | CLOSED | OPEN | Service Water | 3/4" | no data
00-VSWS814 | no data | no data | no data | Root Valve | Globe | SWPUMP | JJ05792-02-PI | no data | no data | Service Water | 3/4" | no data
00-VSWS815 | no data | no data | no data | Root Valve | Globe | SWPUMP | JJ05792-02-PI | no data | no data | Service Water | 3/4" | no data
00-VSWS816 | SERVICE WATER PUMP "B" DISCHARGE LINE VENT ISOLATION | SERVICE WATER TANK AREA | no data | Vent Valve | Globe | SWPUMP | JJ05792-02-PI | CLOSED | OPEN | Service Water | 3/4" | no data
00-VSWS817 | no data | no data | no data | Check Valve | Check | SWPUMP | JJ05792-02-PI | no data | no data | Service Water | 10" | no data
00-VSWS818 | SERVICE WATER PUMP "B" DISCHARGE LINE DRAIN ISOLATION | SERVICE WATER TANK AREA | no data | Drain Valve | Gate | SWPUMP | JJ05792-02-PI | CLOSED | OPEN | Service Water | 3/4" | no data
00-VSWS819 | SERVICE WATER PUMP "B" DISCHARGE ISOLATION | SERVICE WATER TANK AREA | no data | Isolation Valve | Butterfly | SWPUMP | JJ05792-02-PI | OPEN | CLOSED | Service Water | 10" | no data
00-VSWS820 | SERVICE WATER PUMP "B" CASEING DRAIN ISOLATION | SERVICE WATER TANK AREA | no data | Drain Valve | Gate | SWPUMP | JJ05792-02-PI | CLOSED | OPEN | Service Water | 3/4" | no data
00-VSWS821 | SERVICE WATER PUMP "B" CATCH PAN DRAIN ISOLATION | SERVICE WATER TANK AREA | no data | Drain Valve | Gate | SWPUMP | JJ05792-02-PI | CLOSED | OPEN | Service Water | 3/4" | no data
00-VWDR800 | no data | no data | no data | Isolation Valve | Ball | WWSUMP | JJ05792-07-PI | no data | no data | Service Water | 1/2" | no data
00-VWDR801 | no data | no data | no data | Root Valve | Ball | WWSUMP | JJ05792-07-PI | no data | no data | Service Water | 1/2" | no data
00-VWDR802 | no data | no data | no data | Throttling Valve | Needle | WWSUMP | JJ05792-07-PI | no data | no data | Service Water | 1/2" | no data
00-VWDR803 | no data | no data | no data | Isolation Valve | Ball | WWSUMP | JJ05792-07-PI | no data | no data | Service Water | 1/2" | no data
00-VWDR804 | no data | no data | no data | Root Valve | Ball | WWSUMP | JJ05792-07-PI | no data | no data | Service Water | 1/2" | no data
00-VWDR805 | no data | no data | no data | Throttling Valve | Needle | WWSUMP | JJ05792-07-PI | no data | no data | Service Water | 1/2" | no data
UAT-530 | no data | no data | no data | DRAIN VALVE | GLOBE VALVE | UAT | no data | no data | no data | OIL | 2 IN | no data
UAT-540 | no data | no data | no data | UPPER FILTER PRESS | GLOBE VALVE | UAT | no data | no data | no data | OIL | 2 IN | no data
UAT-560 | no data | no data | no data | TEST VALVE | BALL VALVE | UAT | no data | no data | no data | OIL | 0.25 IN | no data
UAT-565 | no data | no data | no data | DRAIN VALVE FOR RADIATORS | BALL VALVE | UAT | no data | no data | no data | OIL | 0.75 IN | no data
UAT-674 | no data | no data | no data | SPR VALVE | BALL VALVE | UAT | no data | no data | no data | OIL | 2 IN | no data
UAT-961 | no data | no data | no data | DRAIN VALVE FOR RADIATORS | BALL VALVE | UAT | no data | no data | no data | OIL | 1.5 IN | no data
00-VDWS800 | no data | no data | no data | Isolation Valve | Ball | Tempr | JJ05792-04-PI | no data | no data | Tempering Water | 2" | no data
00-VDWS801 | no data | no data | no data | Root Valve | Ball | Tempr | JJ05792-04-PI | no data | no data | Tempering Water | 3/4" | no data
00-VDWS802 | no data | no data | no data | Root Valve | Ball | Tempr | JJ05792-04-PI | no data | no data | Tempering Water | 3/4" | no data
00-VDWS803 | no data | no data | no data | Isolation Valve | Ball | Tempr | JJ05792-04-PI | no data | no data | Tempering Water | 2" | no data
00-VDWS804 | no data | no data | no data | Isolation Valve | Ball | Tempr | JJ05792-04-PI | no data | no data | Tempering Water | 2" | no data
00-VDWS805 | no data | no data | no data | Check Valve | Check | Tempr | JJ05792-04-PI | no data | no data | Tempering Water | 2" | no data
00-VDWS806 | no data | no data | no data | Check Valve | Check | Tempr | JJ05792-04-PI | no data | no data | Tempering Water | 2" | no data
00-VDWS807 | no data | no data | no data | Check Valve | Check | Tempr | JJ05792-04-PI | no data | no data | Tempering Water | 2" | no data
00-VDWS808 | no data | no data | no data | Isolation Valve | Ball | Tempr | JJ05792-04-PI | no data | no data | Tempering Water | 2" | no data
00-VDWS809 | no data | no data | no data | Isolation Valve | Ball | Tempr | JJ05792-04-PI | no data | no data | Tempering Water | 2" | no data
00-VDWS810 | no data | no data | no data | Isolation Valve | Ball | Tempr | JJ05792-04-PI | no data | no data | Tempering Water | 2" | no data
00-VDWS811 | no data | no data | no data | Root Valve | Ball | Tempr | JJ05792-04-PI | no data | no data | Tempering Water | 3/4" | no data
00-VDWS812 | no data | no data | no data | Root Valve | Ball | Tempr | JJ05792-04-PI | no data | no data | Tempering Water | 3/4" | no data
00-VDWS813 | no data | no data | no data | Isolation Valve | Ball | Tempr | JJ05792-04-PI | no data | no data | Tempering Water | 2" | no data
00-VDWS814 | no data | no data | no data | Isolation Valve | Ball | Tempr | JJ05792-04-PI | no data | no data | Tempering Water | 2" | no data
00-VDWS815 | no data | no data | no data | Check Valve | Check | Tempr | JJ05792-04-PI | no data | no data | Tempering Water | 2" | no data
00-VDWS816 | no data | no data | no data | Check Valve | Check | Tempr | JJ05792-04-PI | no data | no data | Tempering Water | 2" | no data
00-VDWS817 | no data | no data | no data | Isolation Valve | Ball | Tempr | JJ05792-04-PI | no data | no data | Tempering Water | 2" | no data
00-VDWS818 | no data | no data | no data | Isolation Valve | Ball | Tempr | JJ05792-04-PI | no data | no data | Tempering Water | 2" | no data
00-VDWS819 | no data | no data | no data | Root Valve | Ball | Tempr | JJ05792-04-PI | no data | no data | Tempering Water | 3/4" | no data
00-VDWS820 | no data | no data | no data | Isolation Valve | Ball | Tempr | JJ05792-04-PI | no data | no data | Tempering Water | 2" | no data
00-VDWS821 | no data | no data | no data | Check Valve | Check | Tempr | JJ05792-04-PI | no data | no data | Tempering Water | 2" | no data
00-VDWS822 | no data | no data | no data | Drain Valve | Ball | Tempr | JJ05792-04-PI | no data | no data | Tempering Water | 1.0 | no data
00-VDWS823 | no data | no data | no data | Isolation Valve | Ball | Tempr | JJ05792-04-PI | no data | no data | Tempering Water | 1-1/2" | no data
00-VDWS824 | no data | no data | no data | Vent Valve | Ball | Tempr | JJ05792-04-PI | no data | no data | Tempering Water | 3/4" | no data
00-VDWS825 | no data | no data | no data | Isolation Valve | Ball | Tempr | JJ05792-04-PI | no data | no data | Tempering Water | 2" | no data
00-VDWS826 | no data | no data | no data | Throttling Valve | Gate | Tempr | JJ05792-04-PI | no data | no data | Tempering Water | 2" | no data
00-VDWS827 | no data | no data | no data | Root Valve | Ball | Tempr | JJ05792-04-PI | no data | no data | Tempering Water | 3/4" | no data
00-VDWS828 | no data | no data | no data | Isolation Valve | Ball | Tempr | JJ05792-04-PI | no data | no data | Tempering Water | 2" | no data
00-VDWS829 | no data | no data | no data | Vent Valve | Ball | Tempr | JJ05792-04-PI | no data | no data | Tempering Water | 3/4" | no data
01VWDR103F01VWDR104F | no data | no data | no data | Pump check valves for 01‐WDR‐SEP‐01 | check | SPVALVES | no data | no data | no data | water | 3" | no data
02VWDR203F02VWDR204F | no data | no data | no data | Pump check valves for 02‐WDR‐SEP‐01 | check | SPVALVES | no data | no data | no data | water | 3" | no data
01VWDR101F01VWDR102F | no data | no data | no data | Pump gate valve for 01‐WDR‐SEP‐01 | gate | SPVALVES | no data | no data | no data | water | 3" | no data
02VWDR201F02VWDR202F | no data | no data | no data | Pump gate valve for 02‐WDR‐SEP‐01 | gate | SPVALVES | no data | no data | no data | water | 3" | no data
01-PCV-SMP802 | no data | no data | no data | Valve, Needle, 1/4" Compression, Regulating Stem | Needle | SAMPNL | 10-07051A | no data | no data | water | 1/4" | no data
01-PCV-SMP803 | no data | no data | no data | Valve, Needle, 1/4" Compression, Regulating Stem | Needle | SAMPNL | 10-07051A | no data | no data | water | 1/4" | no data
01-PCV-SMP806 | no data | no data | no data | Valve, Needle, 1/4" Compression, Regulating Stem | Needle | SAMPNL | 10-07051A | no data | no data | water | 1/4" | no data
02-PCV-SMP802 | no data | no data | no data | Valve, Needle, 1/4" Compression, Regulating Stem | Needle | SAMPNL | 10-07052A | no data | no data | water | 1/4" | no data
02-PCV-SMP803 | no data | no data | no data | Valve, Needle, 1/4" Compression, Regulating Stem | Needle | SAMPNL | 10-07052A | no data | no data | water | 1/4" | no data
02-PCV-SMP806 | no data | no data | no data | Valve, Needle, 1/4" Compression, Regulating Stem | Needle | SAMPNL | 10-07052A | no data | no data | water | 1/4" | no data
00-PCV-SMP811 | no data | no data | no data | Valve, Needle, 1/4" Compression, Regulating Stem | Needle | SAMPNL | 10-07052A | no data | no data | water | 1/4" | no data
00-PCV-SMP812 | no data | no data | no data | Valve, Needle, 1/4" Compression, Regulating Stem | Needle | SAMPNL | 10-07052A | no data | no data | water | 1/4" | no data
00-PCV-SMP813 | no data | no data | no data | Valve, Needle, 1/4" Compression, Regulating Stem | Needle | SAMPNL | 10-07052A | no data | no data | water | 1/4" | no data
00-PCV-SMP814 | no data | no data | no data | Valve, Needle, 1/4" Compression, Regulating Stem | Needle | SAMPNL | 10-07052A | no data | no data | water | 1/4" | no data
01-VSMP801 | no data | no data | no data | Valve, Needle, 1/4" Compression, Vee Stem | Needle | SAMPNL | 10-07051A | no data | no data | water | 1/4" | no data
01-VSMP803 | no data | no data | no data | Valve, Needle, 1/4" Compression, Vee Stem | Needle | SAMPNL | 10-07051A | no data | no data | water | 1/4" | no data
01-VSMP805 | no data | no data | no data | Valve, Needle, 1/4" Compression, Vee Stem | Needle | SAMPNL | 10-07051A | no data | no data | water | 1/4" | no data
02-VSMP801 | no data | no data | no data | Valve, Needle, 1/4" Compression, Vee Stem | Needle | SAMPNL | 10-07052A | no data | no data | water | 1/4" | no data
02-VSMP803 | no data | no data | no data | Valve, Needle, 1/4" Compression, Vee Stem | Needle | SAMPNL | 10-07052A | no data | no data | water | 1/4" | no data
02-VSMP805 | no data | no data | no data | Valve, Needle, 1/4" Compression, Vee Stem | Needle | SAMPNL | 10-07052A | no data | no data | water | 1/4" | no data
00-VSMP841 | no data | no data | no data | Valve, Needle, 1/4" Compression, Vee Stem | Needle | SAMPNL | 10-07052A | no data | no data | water | 1/4" | no data
00-VSMP843 | no data | no data | no data | Valve, Needle, 1/4" Compression, Vee Stem | Needle | SAMPNL | 10-07052A | no data | no data | water | 1/4" | no data
00-VSMP847 | no data | no data | no data | Valve, Needle, 1/4" Compression, Vee Stem | Needle | SAMPNL | 10-07052A | no data | no data | water | 1/4" | no data
00-VSMP851 | no data | no data | no data | Valve, Needle, 3/8" Compression, Vee Stem | Needle | SAMPNL | 10-07052A | no data | no data | water | 3/8" | no data
01-VSMP813 | no data | no data | no data | Valve, Needle, 1/4" Compression, Vee Stem, PEEK Packing | Needle | SAMPNL | 10-07051A | no data | no data | water | 1/4" | no data
02-VSMP813 | no data | no data | no data | Valve, Needle, 1/4" Compression, Vee Stem, PEEK Packing | Needle | SAMPNL | 10-07052A | no data | no data | water | 1/4" | no data
01-VSMP800 | no data | no data | no data | Valve, Needle, 1/4" Compression, Ball Stem, Grafoil Packing | Needle | SAMPNL | 10-07051A | no data | no data | water | 1/4" | no data
01-VSMP802 | no data | no data | no data | Valve, Needle, 1/4" Compression, Ball Stem, Grafoil Packing | Needle | SAMPNL | 10-07051A | no data | no data | water | 1/4" | no data
01-VSMP804 | no data | no data | no data | Valve, Needle, 1/4" Compression, Ball Stem, Grafoil Packing | Needle | SAMPNL | 10-07051A | no data | no data | water | 1/4" | no data
01-VSMP808 | no data | no data | no data | Valve, Needle, 1/4" Compression, Ball Stem, Grafoil Packing | Needle | SAMPNL | 10-07051A | no data | no data | water | 1/4" | no data
01-VSMP812 | no data | no data | no data | Valve, Needle, 1/4" Compression, Ball Stem, Grafoil Packing | Needle | SAMPNL | 10-07051A | no data | no data | water | 1/4" | no data
01-VSMP816 | no data | no data | no data | Valve, Needle, 1/4" Compression, Ball Stem, Grafoil Packing | Needle | SAMPNL | 10-07051A | no data | no data | water | 1/4" | no data
01-VSMP820 | no data | no data | no data | Valve, Needle, 1/4" Compression, Ball Stem, Grafoil Packing | Needle | SAMPNL | 10-07051A | no data | no data | water | 1/4" | no data
01-VSMP824 | no data | no data | no data | Valve, Needle, 1/4" Compression, Ball Stem, Grafoil Packing | Needle | SAMPNL | 10-07051A | no data | no data | water | 1/4" | no data
01-VSMP828 | no data | no data | no data | Valve, Needle, 1/4" Compression, Ball Stem, Grafoil Packing | Needle | SAMPNL | 10-07051A | no data | no data | water | 1/4" | no data
01-VSMP829 | no data | no data | no data | Valve, Needle, 1/4" Compression, Ball Stem, Grafoil Packing | Needle | SAMPNL | 10-07051A | no data | no data | water | 1/4" | no data
01-VSMP832 | no data | no data | no data | Valve, Needle, 1/4" Compression, Ball Stem, Grafoil Packing | Needle | SAMPNL | 10-07051A | no data | no data | water | 1/4" | no data
01-VSMP836 | no data | no data | no data | Valve, Needle, 1/4" Compression, Ball Stem, Grafoil Packing | Needle | SAMPNL | 10-07051A | no data | no data | water | 1/4" | no data
02-VSMP800 | no data | no data | no data | Valve, Needle, 1/4" Compression, Ball Stem, Grafoil Packing | Needle | SAMPNL | 10-07052A | no data | no data | water | 1/4" | no data
02-VSMP802 | no data | no data | no data | Valve, Needle, 1/4" Compression, Ball Stem, Grafoil Packing | Needle | SAMPNL | 10-07052A | no data | no data | water | 1/4" | no data
02-VSMP804 | no data | no data | no data | Valve, Needle, 1/4" Compression, Ball Stem, Grafoil Packing | Needle | SAMPNL | 10-07052A | no data | no data | water | 1/4" | no data
02-VSMP808 | no data | no data | no data | Valve, Needle, 1/4" Compression, Ball Stem, Grafoil Packing | Needle | SAMPNL | 10-07052A | no data | no data | water | 1/4" | no data
02-VSMP812 | no data | no data | no data | Valve, Needle, 1/4" Compression, Ball Stem, Grafoil Packing | Needle | SAMPNL | 10-07052A | no data | no data | water | 1/4" | no data
02-VSMP816 | no data | no data | no data | Valve, Needle, 1/4" Compression, Ball Stem, Grafoil Packing | Needle | SAMPNL | 10-07052A | no data | no data | water | 1/4" | no data
02-VSMP820 | no data | no data | no data | Valve, Needle, 1/4" Compression, Ball Stem, Grafoil Packing | Needle | SAMPNL | 10-07052A | no data | no data | water | 1/4" | no data
02-VSMP824 | no data | no data | no data | Valve, Needle, 1/4" Compression, Ball Stem, Grafoil Packing | Needle | SAMPNL | 10-07052A | no data | no data | water | 1/4" | no data
02-VSMP828 | no data | no data | no data | Valve, Needle, 1/4" Compression, Ball Stem, Grafoil Packing | Needle | SAMPNL | 10-07052A | no data | no data | water | 1/4" | no data
02-VSMP829 | no data | no data | no data | Valve, Needle, 1/4" Compression, Ball Stem, Grafoil Packing | Needle | SAMPNL | 10-07052A | no data | no data | water | 1/4" | no data
02-VSMP832 | no data | no data | no data | Valve, Needle, 1/4" Compression, Ball Stem, Grafoil Packing | Needle | SAMPNL | 10-07052A | no data | no data | water | 1/4" | no data
02-VSMP836 | no data | no data | no data | Valve, Needle, 1/4" Compression, Ball Stem, Grafoil Packing | Needle | SAMPNL | 10-07052A | no data | no data | water | 1/4" | no data
00-VSMP840 | no data | no data | no data | Valve, Needle, 1/4" Compression, Ball Stem, Grafoil Packing | Needle | SAMPNL | 10-07052A | no data | no data | water | 1/4" | no data
00-VSMP842 | no data | no data | no data | Valve, Needle, 1/4" Compression, Ball Stem, Grafoil Packing | Needle | SAMPNL | 10-07052A | no data | no data | water | 1/4" | no data
00-VSMP846 | no data | no data | no data | Valve, Needle, 1/4" Compression, Ball Stem, Grafoil Packing | Needle | SAMPNL | 10-07052A | no data | no data | water | 1/4" | no data
00-VSMP850 | no data | no data | no data | Valve, Needle, 1/4" Compression, Ball Stem, Grafoil Packing | Needle | SAMPNL | 10-07052A | no data | no data | water | 1/4" | no data
01-VSMP809 | no data | no data | no data | Valve, Needle, 3/8" Compression, Ball Stem, Grafoil Packing | Needle | SAMPNL | 10-07051A | no data | no data | water | 3/8" | no data
01-VSMP817 | no data | no data | no data | Valve, Needle, 3/8" Compression, Ball Stem, Grafoil Packing | Needle | SAMPNL | 10-07051A | no data | no data | water | 3/8" | no data
01-VSMP821 | no data | no data | no data | Valve, Needle, 3/8" Compression, Ball Stem, Grafoil Packing | Needle | SAMPNL | 10-07051A | no data | no data | water | 3/8" | no data
01-VSMP825 | no data | no data | no data | Valve, Needle, 3/8" Compression, Ball Stem, Grafoil Packing | Needle | SAMPNL | 10-07051A | no data | no data | water | 3/8" | no data
01-VSMP833 | no data | no data | no data | Valve, Needle, 3/8" Compression, Ball Stem, Grafoil Packing | Needle | SAMPNL | 10-07051A | no data | no data | water | 3/8" | no data
01-VSMP837 | no data | no data | no data | Valve, Needle, 3/8" Compression, Ball Stem, Grafoil Packing | Needle | SAMPNL | 10-07051A | no data | no data | water | 3/8" | no data
02-VSMP809 | no data | no data | no data | Valve, Needle, 3/8" Compression, Ball Stem, Grafoil Packing | Needle | SAMPNL | 10-07052A | no data | no data | water | 3/8" | no data
02-VSMP817 | no data | no data | no data | Valve, Needle, 3/8" Compression, Ball Stem, Grafoil Packing | Needle | SAMPNL | 10-07052A | no data | no data | water | 3/8" | no data
02-VSMP821 | no data | no data | no data | Valve, Needle, 3/8" Compression, Ball Stem, Grafoil Packing | Needle | SAMPNL | 10-07052A | no data | no data | water | 3/8" | no data
02-VSMP825 | no data | no data | no data | Valve, Needle, 3/8" Compression, Ball Stem, Grafoil Packing | Needle | SAMPNL | 10-07052A | no data | no data | water | 3/8" | no data
02-VSMP833 | no data | no data | no data | Valve, Needle, 3/8" Compression, Ball Stem, Grafoil Packing | Needle | SAMPNL | 10-07052A | no data | no data | water | 3/8" | no data
02-VSMP837 | no data | no data | no data | Valve, Needle, 3/8" Compression, Ball Stem, Grafoil Packing | Needle | SAMPNL | 10-07052A | no data | no data | water | 3/8" | no data
01-VSMP807 | no data | no data | no data | Valve, Ball, 3-Way, 1/2" FNPT, 316 Stainless Steel | Ball | SAMPNL | 10-07051A | no data | no data | water | 1/2" | no data
01-VSMP811 | no data | no data | no data | Valve, Ball, 3-Way, 1/2" FNPT, 316 Stainless Steel | Ball | SAMPNL | 10-07051A | no data | no data | water | 1/2" | no data
01-VSMP815 | no data | no data | no data | Valve, Ball, 3-Way, 1/2" FNPT, 316 Stainless Steel | Ball | SAMPNL | 10-07051A | no data | no data | water | 1/2" | no data
01-VSMP819 | no data | no data | no data | Valve, Ball, 3-Way, 1/2" FNPT, 316 Stainless Steel | Ball | SAMPNL | 10-07051A | no data | no data | water | 1/2" | no data
01-VSMP823 | no data | no data | no data | Valve, Ball, 3-Way, 1/2" FNPT, 316 Stainless Steel | Ball | SAMPNL | 10-07051A | no data | no data | water | 1/2" | no data
01-VSMP827 | no data | no data | no data | Valve, Ball, 3-Way, 1/2" FNPT, 316 Stainless Steel | Ball | SAMPNL | 10-07051A | no data | no data | water | 1/2" | no data
01-VSMP831 | no data | no data | no data | Valve, Ball, 3-Way, 1/2" FNPT, 316 Stainless Steel | Ball | SAMPNL | 10-07051A | no data | no data | water | 1/2" | no data
01-VSMP835 | no data | no data | no data | Valve, Ball, 3-Way, 1/2" FNPT, 316 Stainless Steel | Ball | SAMPNL | 10-07051A | no data | no data | water | 1/2" | no data
01-VSMP839 | no data | no data | no data | Valve, Ball, 3-Way, 1/2" FNPT, 316 Stainless Steel | Ball | SAMPNL | 10-07051A | no data | no data | water | 1/2" | no data
02-VSMP807 | no data | no data | no data | Valve, Ball, 3-Way, 1/2" FNPT, 316 Stainless Steel | Ball | SAMPNL | 10-07052A | no data | no data | water | 1/2" | no data
02-VSMP811 | no data | no data | no data | Valve, Ball, 3-Way, 1/2" FNPT, 316 Stainless Steel | Ball | SAMPNL | 10-07052A | no data | no data | water | 1/2" | no data
02-VSMP815 | no data | no data | no data | Valve, Ball, 3-Way, 1/2" FNPT, 316 Stainless Steel | Ball | SAMPNL | 10-07052A | no data | no data | water | 1/2" | no data
02-VSMP819 | no data | no data | no data | Valve, Ball, 3-Way, 1/2" FNPT, 316 Stainless Steel | Ball | SAMPNL | 10-07052A | no data | no data | water | 1/2" | no data
02-VSMP823 | no data | no data | no data | Valve, Ball, 3-Way, 1/2" FNPT, 316 Stainless Steel | Ball | SAMPNL | 10-07052A | no data | no data | water | 1/2" | no data
02-VSMP827 | no data | no data | no data | Valve, Ball, 3-Way, 1/2" FNPT, 316 Stainless Steel | Ball | SAMPNL | 10-07052A | no data | no data | water | 1/2" | no data
02-VSMP831 | no data | no data | no data | Valve, Ball, 3-Way, 1/2" FNPT, 316 Stainless Steel | Ball | SAMPNL | 10-07052A | no data | no data | water | 1/2" | no data
02-VSMP835 | no data | no data | no data | Valve, Ball, 3-Way, 1/2" FNPT, 316 Stainless Steel | Ball | SAMPNL | 10-07052A | no data | no data | water | 1/2" | no data
02-VSMP839 | no data | no data | no data | Valve, Ball, 3-Way, 1/2" FNPT, 316 Stainless Steel | Ball | SAMPNL | 10-07052A | no data | no data | water | 1/2" | no data
00-VSMP845 | no data | no data | no data | Valve, Ball, 3-Way, 1/2" FNPT, 316 Stainless Steel | Ball | SAMPNL | 10-07052A | no data | no data | water | 1/2" | no data
00-VSMP849 | no data | no data | no data | Valve, Ball, 3-Way, 1/2" FNPT, 316 Stainless Steel | Ball | SAMPNL | 10-07052A | no data | no data | water | 1/2" | no data
00-VSMP853 | no data | no data | no data | Valve, Ball, 3-Way, 1/2" FNPT, 316 Stainless Steel | Ball | SAMPNL | 10-07052A | no data | no data | water | 1/2" | no data
01-VSMP806 | no data | no data | no data | Valve, Globe, 1/2" NPT, ASTM-A351 Stainless Steel | Globe | SAMPNL | 10-07051A | no data | no data | water | 1/2" | no data
01-VSMP810 | no data | no data | no data | Valve, Globe, 1/2" NPT, ASTM-A351 Stainless Steel | Globe | SAMPNL | 10-07051A | no data | no data | water | 1/2" | no data
01-VSMP814 | no data | no data | no data | Valve, Globe, 1/2" NPT, ASTM-A351 Stainless Steel | Globe | SAMPNL | 10-07051A | no data | no data | water | 1/2" | no data
01-VSMP818 | no data | no data | no data | Valve, Globe, 1/2" NPT, ASTM-A351 Stainless Steel | Globe | SAMPNL | 10-07051A | no data | no data | water | 1/2" | no data
01-VSMP822 | no data | no data | no data | Valve, Globe, 1/2" NPT, ASTM-A351 Stainless Steel | Globe | SAMPNL | 10-07051A | no data | no data | water | 1/2" | no data
01-VSMP826 | no data | no data | no data | Valve, Globe, 1/2" NPT, ASTM-A351 Stainless Steel | Globe | SAMPNL | 10-07051A | no data | no data | water | 1/2" | no data
01-VSMP830 | no data | no data | no data | Valve, Globe, 1/2" NPT, ASTM-A351 Stainless Steel | Globe | SAMPNL | 10-07051A | no data | no data | water | 1/2" | no data
01-VSMP834 | no data | no data | no data | Valve, Globe, 1/2" NPT, ASTM-A351 Stainless Steel | Globe | SAMPNL | 10-07051A | no data | no data | water | 1/2" | no data
01-VSMP838 | no data | no data | no data | Valve, Globe, 1/2" NPT, ASTM-A351 Stainless Steel | Globe | SAMPNL | 10-07051A | no data | no data | water | 1/2" | no data
01-VSMP840 | no data | no data | no data | Valve, Globe, 1/2" NPT, ASTM-A351 Stainless Steel | Globe | SAMPNL | 10-07051A | no data | no data | water | 1/2" | no data
02-VSMP806 | no data | no data | no data | Valve, Globe, 1/2" NPT, ASTM-A351 Stainless Steel | Globe | SAMPNL | 10-07052A | no data | no data | water | 1/2" | no data
02-VSMP810 | no data | no data | no data | Valve, Globe, 1/2" NPT, ASTM-A351 Stainless Steel | Globe | SAMPNL | 10-07052A | no data | no data | water | 1/2" | no data
02-VSMP814 | no data | no data | no data | Valve, Globe, 1/2" NPT, ASTM-A351 Stainless Steel | Globe | SAMPNL | 10-07052A | no data | no data | water | 1/2" | no data
02-VSMP818 | no data | no data | no data | Valve, Globe, 1/2" NPT, ASTM-A351 Stainless Steel | Globe | SAMPNL | 10-07052A | no data | no data | water | 1/2" | no data
02-VSMP822 | no data | no data | no data | Valve, Globe, 1/2" NPT, ASTM-A351 Stainless Steel | Globe | SAMPNL | 10-07052A | no data | no data | water | 1/2" | no data
02-VSMP826 | no data | no data | no data | Valve, Globe, 1/2" NPT, ASTM-A351 Stainless Steel | Globe | SAMPNL | 10-07052A | no data | no data | water | 1/2" | no data
02-VSMP830 | no data | no data | no data | Valve, Globe, 1/2" NPT, ASTM-A351 Stainless Steel | Globe | SAMPNL | 10-07052A | no data | no data | water | 1/2" | no data
02-VSMP834 | no data | no data | no data | Valve, Globe, 1/2" NPT, ASTM-A351 Stainless Steel | Globe | SAMPNL | 10-07052A | no data | no data | water | 1/2" | no data
02-VSMP838 | no data | no data | no data | Valve, Globe, 1/2" NPT, ASTM-A351 Stainless Steel | Globe | SAMPNL | 10-07052A | no data | no data | water | 1/2" | no data
02-VSMP854 | no data | no data | no data | Valve, Globe, 1/2" NPT, ASTM-A351 Stainless Steel | Globe | SAMPNL | 10-07052A | no data | no data | water | 1/2" | no data
00-VSMP844 | no data | no data | no data | Valve, Globe, 1/2" NPT, ASTM-A351 Stainless Steel | Globe | SAMPNL | 10-07052A | no data | no data | water | 1/2" | no data
00-VSMP848 | no data | no data | no data | Valve, Globe, 1/2" NPT, ASTM-A351 Stainless Steel | Globe | SAMPNL | 10-07052A | no data | no data | water | 1/2" | no data
00-VSMP852 | no data | no data | no data | Valve, Globe, 1/2" NPT, ASTM-A351 Stainless Steel | Globe | SAMPNL | 10-07052A | no data | no data | water | 1/2" | no data
01-SOV-SMP800 | no data | no data | no data | Valve, Solenoid, 3-Way, 24VDC, 1/4" NPT, 11.6W Class F coil | Solenoid | SAMPNL | 10-07051A | no data | no data | water | 1/4" | no data
01-SOV-SMP801 | no data | no data | no data | Valve, Solenoid, 3-Way, 24VDC, 1/4" NPT, 11.6W Class F coil | Solenoid | SAMPNL | 10-07051A | no data | no data | water | 1/4" | no data
01-SOV-SMP802 | no data | no data | no data | Valve, Solenoid, 3-Way, 24VDC, 1/4" NPT, 11.6W Class F coil | Solenoid | SAMPNL | 10-07051A | no data | no data | water | 1/4" | no data
01-SOV-SMP803 | no data | no data | no data | Valve, Solenoid, 3-Way, 24VDC, 1/4" NPT, 11.6W Class F coil | Solenoid | SAMPNL | 10-07051A | no data | no data | water | 1/4" | no data
01-SOV-SMP804 | no data | no data | no data | Valve, Solenoid, 3-Way, 24VDC, 1/4" NPT, 11.6W Class F coil | Solenoid | SAMPNL | 10-07051A | no data | no data | water | 1/4" | no data
01-SOV-SMP805 | no data | no data | no data | Valve, Solenoid, 3-Way, 24VDC, 1/4" NPT, 11.6W Class F coil | Solenoid | SAMPNL | 10-07051A | no data | no data | water | 1/4" | no data
01-SOV-SMP806 | no data | no data | no data | Valve, Solenoid, 3-Way, 24VDC, 1/4" NPT, 11.6W Class F coil | Solenoid | SAMPNL | 10-07051A | no data | no data | water | 1/4" | no data
01-SOV-SMP807 | no data | no data | no data | Valve, Solenoid, 3-Way, 24VDC, 1/4" NPT, 11.6W Class F coil | Solenoid | SAMPNL | 10-07051A | no data | no data | water | 1/4" | no data
01-SOV-SMP808 | no data | no data | no data | Valve, Solenoid, 3-Way, 24VDC, 1/4" NPT, 11.6W Class F coil | Solenoid | SAMPNL | 10-07051A | no data | no data | water | 1/4" | no data
01-SOV-SMP809 | no data | no data | no data | Valve, Solenoid, 3-Way, 24VDC, 1/4" NPT, 11.6W Class F coil | Solenoid | SAMPNL | 10-07051A | no data | no data | water | 1/4" | no data
01-SOV-SMP810 | no data | no data | no data | Valve, Solenoid, 3-Way, 24VDC, 1/4" NPT, 11.6W Class F coil | Solenoid | SAMPNL | 10-07051A | no data | no data | water | 1/4" | no data
02-SOV-SMP800 | no data | no data | no data | Valve, Solenoid, 3-Way, 24VDC, 1/4" NPT, 11.6W Class F coil | Solenoid | SAMPNL | 10-07052A | no data | no data | water | 1/4" | no data
02-SOV-SMP801 | no data | no data | no data | Valve, Solenoid, 3-Way, 24VDC, 1/4" NPT, 11.6W Class F coil | Solenoid | SAMPNL | 10-07052A | no data | no data | water | 1/4" | no data
02-SOV-SMP802 | no data | no data | no data | Valve, Solenoid, 3-Way, 24VDC, 1/4" NPT, 11.6W Class F coil | Solenoid | SAMPNL | 10-07052A | no data | no data | water | 1/4" | no data
02-SOV-SMP803 | no data | no data | no data | Valve, Solenoid, 3-Way, 24VDC, 1/4" NPT, 11.6W Class F coil | Solenoid | SAMPNL | 10-07052A | no data | no data | water | 1/4" | no data
02-SOV-SMP804 | no data | no data | no data | Valve, Solenoid, 3-Way, 24VDC, 1/4" NPT, 11.6W Class F coil | Solenoid | SAMPNL | 10-07052A | no data | no data | water | 1/4" | no data
02-SOV-SMP805 | no data | no data | no data | Valve, Solenoid, 3-Way, 24VDC, 1/4" NPT, 11.6W Class F coil | Solenoid | SAMPNL | 10-07052A | no data | no data | water | 1/4" | no data
02-SOV-SMP806 | no data | no data | no data | Valve, Solenoid, 3-Way, 24VDC, 1/4" NPT, 11.6W Class F coil | Solenoid | SAMPNL | 10-07052A | no data | no data | water | 1/4" | no data
02-SOV-SMP807 | no data | no data | no data | Valve, Solenoid, 3-Way, 24VDC, 1/4" NPT, 11.6W Class F coil | Solenoid | SAMPNL | 10-07052A | no data | no data | water | 1/4" | no data
02-SOV-SMP808 | no data | no data | no data | Valve, Solenoid, 3-Way, 24VDC, 1/4" NPT, 11.6W Class F coil | Solenoid | SAMPNL | 10-07052A | no data | no data | water | 1/4" | no data
02-SOV-SMP809 | no data | no data | no data | Valve, Solenoid, 3-Way, 24VDC, 1/4" NPT, 11.6W Class F coil | Solenoid | SAMPNL | 10-07052A | no data | no data | water | 1/4" | no data
02-SOV-SMP810 | no data | no data | no data | Valve, Solenoid, 3-Way, 24VDC, 1/4" NPT, 11.6W Class F coil | Solenoid | SAMPNL | 10-07052A | no data | no data | water | 1/4" | no data
02-SOV-SMP811 | no data | no data | no data | Valve, Solenoid, 3-Way, 24VDC, 1/4" NPT, 11.6W Class F coil | Solenoid | SAMPNL | 10-07052A | no data | no data | water | 1/4" | no data
02-SOV-SMP812 | no data | no data | no data | Valve, Solenoid, 3-Way, 24VDC, 1/4" NPT, 11.6W Class F coil | Solenoid | SAMPNL | 10-07052A | no data | no data | water | 1/4" | no data
02-SOV-SMP813 | no data | no data | no data | Valve, Solenoid, 3-Way, 24VDC, 1/4" NPT, 11.6W Class F coil | Solenoid | SAMPNL | 10-07052A | no data | no data | water | 1/4" | no data
02-SOV-SMP814 | no data | no data | no data | Valve, Solenoid, 3-Way, 24VDC, 1/4" NPT, 11.6W Class F coil | Solenoid | SAMPNL | 10-07052A | no data | no data | water | 1/4" | no data
01-PSV-SMP801 | no data | no data | no data | Valve, Relief, 3/4" NPT, Cracking Pressure 150 psi | Relief | SAMPNL | 10-07051A | no data | no data | water | 3/4" | no data
02-PSV-SMP801 | no data | no data | no data | Valve, Relief, 3/4" NPT, Cracking Pressure 150 psi | Relief | SAMPNL | 10-07052A | no data | no data | water | 3/4" | no data
01-PCV-SMP800 | no data | no data | no data | VREL, Model 11 Plain End | Control | SAMPNL | 10-07051A | no data | no data | water | 1/4" | no data
01-PCV-SMP801 | no data | no data | no data | VREL, Model 11 Plain End | Control | SAMPNL | 10-07051A | no data | no data | water | 1/4" | no data
01-PCV-SMP804 | no data | no data | no data | VREL, Model 11 Plain End | Control | SAMPNL | 10-07051A | no data | no data | water | 1/4" | no data
01-PCV-SMP805 | no data | no data | no data | VREL, Model 11 Plain End | Control | SAMPNL | 10-07051A | no data | no data | water | 1/4" | no data
01-PCV-SMP807 | no data | no data | no data | VREL, Model 11 Plain End | Control | SAMPNL | 10-07051A | no data | no data | water | 1/4" | no data
01-PCV-SMP808 | no data | no data | no data | VREL, Model 11 Plain End | Control | SAMPNL | 10-07051A | no data | no data | water | 1/4" | no data
01-PCV-SMP809 | no data | no data | no data | VREL, Model 11 Plain End | Control | SAMPNL | 10-07051A | no data | no data | water | 1/4" | no data
01-PCV-SMP810 | no data | no data | no data | VREL, Model 11 Plain End | Control | SAMPNL | 10-07051A | no data | no data | water | 1/4" | no data
02-PCV-SMP800 | no data | no data | no data | VREL, Model 11 Plain End | Control | SAMPNL | 10-07052A | no data | no data | water | 1/4" | no data
02-PCV-SMP801 | no data | no data | no data | VREL, Model 11 Plain End | Control | SAMPNL | 10-07052A | no data | no data | water | 1/4" | no data
02-PCV-SMP804 | no data | no data | no data | VREL, Model 11 Plain End | Control | SAMPNL | 10-07052A | no data | no data | water | 1/4" | no data
02-PCV-SMP805 | no data | no data | no data | VREL, Model 11 Plain End | Control | SAMPNL | 10-07052A | no data | no data | water | 1/4" | no data
02-PCV-SMP807 | no data | no data | no data | VREL, Model 11 Plain End | Control | SAMPNL | 10-07052A | no data | no data | water | 1/4" | no data
02-PCV-SMP808 | no data | no data | no data | VREL, Model 11 Plain End | Control | SAMPNL | 10-07052A | no data | no data | water | 1/4" | no data
02-PCV-SMP809 | no data | no data | no data | VREL, Model 11 Plain End | Control | SAMPNL | 10-07052A | no data | no data | water | 1/4" | no data
02-PCV-SMP810 | no data | no data | no data | VREL, Model 11 Plain End | Control | SAMPNL | 10-07052A | no data | no data | water | 1/4" | no data
01-BPV-SMP800 | no data | no data | no data | Valve, Back Press Regulator / Relief | Back Pressure | SAMPNL | 10-07051A | no data | no data | water | 1/4" | no data
01-BPV-SMP801 | no data | no data | no data | Valve, Back Press Regulator / Relief | Back Pressure | SAMPNL | 10-07051A | no data | no data | water | 1/4" | no data
01-BPV-SMP802 | no data | no data | no data | Valve, Back Press Regulator / Relief | Back Pressure | SAMPNL | 10-07051A | no data | no data | water | 1/4" | no data
01-BPV-SMP803 | no data | no data | no data | Valve, Back Press Regulator / Relief | Back Pressure | SAMPNL | 10-07051A | no data | no data | water | 1/4" | no data
01-BPV-SMP804 | no data | no data | no data | Valve, Back Press Regulator / Relief | Back Pressure | SAMPNL | 10-07051A | no data | no data | water | 1/4" | no data
01-BPV-SMP805 | no data | no data | no data | Valve, Back Press Regulator / Relief | Back Pressure | SAMPNL | 10-07051A | no data | no data | water | 1/4" | no data
01-BPV-SMP806 | no data | no data | no data | Valve, Back Press Regulator / Relief | Back Pressure | SAMPNL | 10-07051A | no data | no data | water | 1/4" | no data
01-BPV-SMP807 | no data | no data | no data | Valve, Back Press Regulator / Relief | Back Pressure | SAMPNL | 10-07051A | no data | no data | water | 1/4" | no data
01-BPV-SMP808 | no data | no data | no data | Valve, Back Press Regulator / Relief | Back Pressure | SAMPNL | 10-07051A | no data | no data | water | 1/4" | no data
01-BPV-SMP809 | no data | no data | no data | Valve, Back Press Regulator / Relief | Back Pressure | SAMPNL | 10-07051A | no data | no data | water | 1/4" | no data
01-BPV-SMP810 | no data | no data | no data | Valve, Back Press Regulator / Relief | Back Pressure | SAMPNL | 10-07051A | no data | no data | water | 1/4" | no data
02-BPV-SMP800 | no data | no data | no data | Valve, Back Press Regulator / Relief | Back Pressure | SAMPNL | 10-07052A | no data | no data | water | 1/4" | no data
02-BPV-SMP801 | no data | no data | no data | Valve, Back Press Regulator / Relief | Back Pressure | SAMPNL | 10-07052A | no data | no data | water | 1/4" | no data
02-BPV-SMP802 | no data | no data | no data | Valve, Back Press Regulator / Relief | Back Pressure | SAMPNL | 10-07052A | no data | no data | water | 1/4" | no data
02-BPV-SMP803 | no data | no data | no data | Valve, Back Press Regulator / Relief | Back Pressure | SAMPNL | 10-07052A | no data | no data | water | 1/4" | no data
02-BPV-SMP804 | no data | no data | no data | Valve, Back Press Regulator / Relief | Back Pressure | SAMPNL | 10-07052A | no data | no data | water | 1/4" | no data
02-BPV-SMP805 | no data | no data | no data | Valve, Back Press Regulator / Relief | Back Pressure | SAMPNL | 10-07052A | no data | no data | water | 1/4" | no data
02-BPV-SMP806 | no data | no data | no data | Valve, Back Press Regulator / Relief | Back Pressure | SAMPNL | 10-07052A | no data | no data | water | 1/4" | no data
02-BPV-SMP807 | no data | no data | no data | Valve, Back Press Regulator / Relief | Back Pressure | SAMPNL | 10-07052A | no data | no data | water | 1/4" | no data
02-BPV-SMP808 | no data | no data | no data | Valve, Back Press Regulator / Relief | Back Pressure | SAMPNL | 10-07052A | no data | no data | water | 1/4" | no data
02-BPV-SMP809 | no data | no data | no data | Valve, Back Press Regulator / Relief | Back Pressure | SAMPNL | 10-07052A | no data | no data | water | 1/4" | no data
02-BPV-SMP810 | no data | no data | no data | Valve, Back Press Regulator / Relief | Back Pressure | SAMPNL | 10-07052A | no data | no data | water | 1/4" | no data
00-BPV-SMP811 | no data | no data | no data | Valve, Back Press Regulator / Relief | Back Pressure | SAMPNL | 10-07052A | no data | no data | water | 1/4" | no data
00-BPV-SMP812 | no data | no data | no data | Valve, Back Press Regulator / Relief | Back Pressure | SAMPNL | 10-07052A | no data | no data | water | 1/4" | no data
00-BPV-SMP813 | no data | no data | no data | Valve, Back Press Regulator / Relief | Back Pressure | SAMPNL | 10-07052A | no data | no data | water | 1/4" | no data
00-BPV-SMP814 | no data | no data | no data | Valve, Back Press Regulator / Relief | Back Pressure | SAMPNL | 10-07052A | no data | no data | water | 1/4" | no data
01-SOV-SMP811 | no data | no data | no data | Sample Manifold Valve Assy with (4) Solenoid Valves | Solenoid | SAMPNL | 10-07051A | no data | no data | water | 1/8" | no data
01-SOV-SMP812 | no data | no data | no data | Sample Manifold Valve Assy with (4) Solenoid Valves | Solenoid | SAMPNL | 10-07051A | no data | no data | water | 1/8" | no data
01-SOV-SMP813 | no data | no data | no data | Sample Manifold Valve Assy with (4) Solenoid Valves | Solenoid | SAMPNL | 10-07051A | no data | no data | water | 1/8" | no data
01-SOV-SMP814 | no data | no data | no data | Sample Manifold Valve Assy with (4) Solenoid Valves | Solenoid | SAMPNL | 10-07051A | no data | no data | water | 1/8" | no data
01-SOV-SMP815 | no data | no data | no data | Sample Manifold Valve Assy with (4) Solenoid Valves | Solenoid | SAMPNL | 10-07051A | no data | no data | water | 1/8" | no data
01-SOV-SMP816 | no data | no data | no data | Sample Manifold Valve Assy with (4) Solenoid Valves | Solenoid | SAMPNL | 10-07051A | no data | no data | water | 1/8" | no data
01-SOV-SMP817 | no data | no data | no data | Sample Manifold Valve Assy with (4) Solenoid Valves | Solenoid | SAMPNL | 10-07051A | no data | no data | water | 1/8" | no data
01-SOV-SMP818 | no data | no data | no data | Sample Manifold Valve Assy with (4) Solenoid Valves | Solenoid | SAMPNL | 10-07051A | no data | no data | water | 1/8" | no data
01-SOV-SMP819 | no data | no data | no data | Sample Manifold Valve Assy with (4) Solenoid Valves | Solenoid | SAMPNL | 10-07051A | no data | no data | water | 1/8" | no data
01-SOV-SMP820 | no data | no data | no data | Sample Manifold Valve Assy with (4) Solenoid Valves | Solenoid | SAMPNL | 10-07051A | no data | no data | water | 1/8" | no data
01-SOV-SMP821 | no data | no data | no data | Sample Manifold Valve Assy with (4) Solenoid Valves | Solenoid | SAMPNL | 10-07051A | no data | no data | water | 1/8" | no data
01-SOV-SMP822 | no data | no data | no data | Sample Manifold Valve Assy with (4) Solenoid Valves | Solenoid | SAMPNL | 10-07051A | no data | no data | water | 1/8" | no data
01-SOV-SMP823 | no data | no data | no data | Sample Manifold Valve Assy with (4) Solenoid Valves | Solenoid | SAMPNL | 10-07051A | no data | no data | water | 1/8" | no data
01-SOV-SMP824 | no data | no data | no data | Sample Manifold Valve Assy with (4) Solenoid Valves | Solenoid | SAMPNL | 10-07051A | no data | no data | water | 1/8" | no data
01-SOV-SMP825 | no data | no data | no data | Sample Manifold Valve Assy with (4) Solenoid Valves | Solenoid | SAMPNL | 10-07051A | no data | no data | water | 1/8" | no data
01-SOV-SMP826 | no data | no data | no data | Sample Manifold Valve Assy with (4) Solenoid Valves | Solenoid | SAMPNL | 10-07051A | no data | no data | water | 1/8" | no data
02-SOV-SMP816 | no data | no data | no data | Sample Manifold Valve Assy with (4) Solenoid Valves | Solenoid | SAMPNL | 10-07052A | no data | no data | water | 1/8" | no data
02-SOV-SMP817 | no data | no data | no data | Sample Manifold Valve Assy with (4) Solenoid Valves | Solenoid | SAMPNL | 10-07052A | no data | no data | water | 1/8" | no data
02-SOV-SMP818 | no data | no data | no data | Sample Manifold Valve Assy with (4) Solenoid Valves | Solenoid | SAMPNL | 10-07052A | no data | no data | water | 1/8" | no data
02-SOV-SMP819 | no data | no data | no data | Sample Manifold Valve Assy with (4) Solenoid Valves | Solenoid | SAMPNL | 10-07052A | no data | no data | water | 1/8" | no data
02-SOV-SMP820 | no data | no data | no data | Sample Manifold Valve Assy with (4) Solenoid Valves | Solenoid | SAMPNL | 10-07052A | no data | no data | water | 1/8" | no data
02-SOV-SMP821 | no data | no data | no data | Sample Manifold Valve Assy with (4) Solenoid Valves | Solenoid | SAMPNL | 10-07052A | no data | no data | water | 1/8" | no data
02-SOV-SMP822 | no data | no data | no data | Sample Manifold Valve Assy with (4) Solenoid Valves | Solenoid | SAMPNL | 10-07052A | no data | no data | water | 1/8" | no data
02-SOV-SMP823 | no data | no data | no data | Sample Manifold Valve Assy with (4) Solenoid Valves | Solenoid | SAMPNL | 10-07052A | no data | no data | water | 1/8" | no data
02-SOV-SMP824 | no data | no data | no data | Sample Manifold Valve Assy with (4) Solenoid Valves | Solenoid | SAMPNL | 10-07052A | no data | no data | water | 1/8" | no data
02-SOV-SMP825 | no data | no data | no data | Sample Manifold Valve Assy with (4) Solenoid Valves | Solenoid | SAMPNL | 10-07052A | no data | no data | water | 1/8" | no data
02-SOV-SMP826 | no data | no data | no data | Sample Manifold Valve Assy with (4) Solenoid Valves | Solenoid | SAMPNL | 10-07052A | no data | no data | water | 1/8" | no data
02-SOV-SMP827 | no data | no data | no data | Sample Manifold Valve Assy with (4) Solenoid Valves | Solenoid | SAMPNL | 10-07052A | no data | no data | water | 1/8" | no data
02-SOV-SMP828 | no data | no data | no data | Sample Manifold Valve Assy with (4) Solenoid Valves | Solenoid | SAMPNL | 10-07052A | no data | no data | water | 1/8" | no data
02-SOV-SMP829 | no data | no data | no data | Sample Manifold Valve Assy with (4) Solenoid Valves | Solenoid | SAMPNL | 10-07052A | no data | no data | water | 1/8" | no data
02-SOV-SMP830 | no data | no data | no data | Sample Manifold Valve Assy with (4) Solenoid Valves | Solenoid | SAMPNL | 10-07052A | no data | no data | water | 1/8" | no data
02-SOV-SMP831 | no data | no data | no data | Sample Manifold Valve Assy with (4) Solenoid Valves | Solenoid | SAMPNL | 10-07052A | no data | no data | water | 1/8" | no data
02-SOV-SMP832 | no data | no data | no data | Sample Manifold Valve Assy with (4) Solenoid Valves | Solenoid | SAMPNL | 10-07052A | no data | no data | water | 1/8" | no data
02-SOV-SMP833 | no data | no data | no data | Sample Manifold Valve Assy with (4) Solenoid Valves | Solenoid | SAMPNL | 10-07052A | no data | no data | water | 1/8" | no data
02-SOV-SMP834 | no data | no data | no data | Sample Manifold Valve Assy with (4) Solenoid Valves | Solenoid | SAMPNL | 10-07052A | no data | no data | water | 1/8" | no data
02-SOV-SMP835 | no data | no data | no data | Sample Manifold Valve Assy with (4) Solenoid Valves | Solenoid | SAMPNL | 10-07052A | no data | no data | water | 1/8" | no data
01-TV-SMP800 | no data | no data | no data | Thermal Shutoff Valve,TSV, 140⁰F/60⁰C | Temperature | SAMPNL | 10-07051A | no data | no data | water | 1/4" | no data
01-TV-SMP801 | no data | no data | no data | Thermal Shutoff Valve,TSV, 140⁰F/60⁰C | Temperature | SAMPNL | 10-07051A | no data | no data | water | 1/4" | no data
01-TV-SMP802 | no data | no data | no data | Thermal Shutoff Valve,TSV, 140⁰F/60⁰C | Temperature | SAMPNL | 10-07051A | no data | no data | water | 1/4" | no data
01-TV-SMP803 | no data | no data | no data | Thermal Shutoff Valve,TSV, 140⁰F/60⁰C | Temperature | SAMPNL | 10-07051A | no data | no data | water | 1/4" | no data
01-TV-SMP804 | no data | no data | no data | Thermal Shutoff Valve,TSV, 140⁰F/60⁰C | Temperature | SAMPNL | 10-07051A | no data | no data | water | 1/4" | no data
01-TV-SMP805 | no data | no data | no data | Thermal Shutoff Valve,TSV, 140⁰F/60⁰C | Temperature | SAMPNL | 10-07051A | no data | no data | water | 1/4" | no data
01-TV-SMP806 | no data | no data | no data | Thermal Shutoff Valve,TSV, 140⁰F/60⁰C | Temperature | SAMPNL | 10-07051A | no data | no data | water | 1/4" | no data
01-TV-SMP807 | no data | no data | no data | Thermal Shutoff Valve,TSV, 140⁰F/60⁰C | Temperature | SAMPNL | 10-07051A | no data | no data | water | 1/4" | no data
01-TV-SMP808 | no data | no data | no data | Thermal Shutoff Valve,TSV, 140⁰F/60⁰C | Temperature | SAMPNL | 10-07051A | no data | no data | water | 1/4" | no data
02-TV-SMP800 | no data | no data | no data | Thermal Shutoff Valve,TSV, 140⁰F/60⁰C | Temperature | SAMPNL | 10-07052A | no data | no data | water | 1/4" | no data
02-TV-SMP801 | no data | no data | no data | Thermal Shutoff Valve,TSV, 140⁰F/60⁰C | Temperature | SAMPNL | 10-07052A | no data | no data | water | 1/4" | no data
02-TV-SMP802 | no data | no data | no data | Thermal Shutoff Valve,TSV, 140⁰F/60⁰C | Temperature | SAMPNL | 10-07052A | no data | no data | water | 1/4" | no data
02-TV-SMP803 | no data | no data | no data | Thermal Shutoff Valve,TSV, 140⁰F/60⁰C | Temperature | SAMPNL | 10-07052A | no data | no data | water | 1/4" | no data
02-TV-SMP804 | no data | no data | no data | Thermal Shutoff Valve,TSV, 140⁰F/60⁰C | Temperature | SAMPNL | 10-07052A | no data | no data | water | 1/4" | no data
02-TV-SMP805 | no data | no data | no data | Thermal Shutoff Valve,TSV, 140⁰F/60⁰C | Temperature | SAMPNL | 10-07052A | no data | no data | water | 1/4" | no data
02-TV-SMP806 | no data | no data | no data | Thermal Shutoff Valve,TSV, 140⁰F/60⁰C | Temperature | SAMPNL | 10-07052A | no data | no data | water | 1/4" | no data
02-TV-SMP807 | no data | no data | no data | Thermal Shutoff Valve,TSV, 140⁰F/60⁰C | Temperature | SAMPNL | 10-07052A | no data | no data | water | 1/4" | no data
02-TV-SMP808 | no data | no data | no data | Thermal Shutoff Valve,TSV, 140⁰F/60⁰C | Temperature | SAMPNL | 10-07052A | no data | no data | water | 1/4" | no data
02-TV-SMP809 | no data | no data | no data | Thermal Shutoff Valve,TSV, 140⁰F/60⁰C | Temperature | SAMPNL | 10-07052A | no data | no data | water | 1/4" | no data
02-TV-SMP810 | no data | no data | no data | Thermal Shutoff Valve,TSV, 140⁰F/60⁰C | Temperature | SAMPNL | 10-07052A | no data | no data | water | 1/4" | no data
02-TV-SMP811 | no data | no data | no data | Thermal Shutoff Valve,TSV, 140⁰F/60⁰C | Temperature | SAMPNL | 10-07052A | no data | no data | water | 1/4" | no data
01MPV01AA001 | no data | no data | no data | no data | Gate valve | MBSHI | LP-01191 | no data | no data | LO | 3" | no data
01MPV01AA002 | no data | no data | no data | no data | Globe valve | MBSHI | LP-01191 | no data | no data | LO | 1" | no data
01MPV01AA003 | no data | no data | no data | no data | Ball valve | MBSHI | LP-01191 | no data | no data | LO | 3" | no data
01MPV01AA004 | no data | no data | no data | no data | Gate valve | MBSHI | LP-01191 | no data | no data | LO | 3" | no data
01MPV01AA013 | no data | no data | no data | no data | Gate valve | MBSHI | LP-01191 | no data | no data | LO | 2-1/2" | no data
01MPV01AA101 | no data | no data | no data | no data | Check valve | MBSHI | LP-01191 | no data | no data | LO | 8" | no data
01MPV01AA102 | no data | no data | no data | no data | Check valve | MBSHI | LP-01191 | no data | no data | LO | 8" | no data
01MPV01AA109 | no data | no data | no data | no data | Needle valve | MBSHI | LP-01191 | no data | no data | LO | 1/2" | no data
01MPV01AA114 | no data | no data | no data | no data | Gate valve | MBSHI | LP-01191 | no data | no data | LO | 2-1/2" | no data
01MPV01AA125 | Lube oil filter equalization valve |  | no data | no data | Ball valve | MBSHI | LP-01191 | OPEN | CLOSED | LO | 3/4" | no data
01MPV01AA401 | no data | no data | no data | no data | Check valve | MBSHI | LP-01191 | no data | no data | LO | 8" | no data
01MPV01AA801 | no data | no data | no data | no data | Gate valve | MBSHI | LP-01191 | no data | no data | LO | 3/4" | no data
01MPV01AA802 | no data | no data | no data | no data | Gate valve | MBSHI | LP-01191 | no data | no data | LO | 3/4" | no data
01MPV01AA803 | no data | no data | no data | no data | Gate valve | MBSHI | LP-01191 | no data | no data | LO | 2" | no data
01MPV01AA804 | no data | no data | no data | no data | Gate valve | MBSHI | LP-01191 | no data | no data | LO | 2" | no data
01MPV01AA812 | no data | no data | no data | no data | Gate valve | MBSHI | LP-01191 | no data | no data | LO | 3/4" | no data
01MPV01AA813 | no data | no data | no data | no data | Gate valve | MBSHI | LP-01191 | no data | no data | LO | 3/4" | no data
01MPV01AA814 | no data | no data | no data | no data | Gate valve | MBSHI | LP-01191 | no data | no data | LO | 3/4" | no data
01MPV01AA815 | no data | no data | no data | no data | Gate valve | MBSHI | LP-01191 | no data | no data | LO | 3/4" | no data
01MPV01AA816 | no data | no data | no data | no data | Gate valve | MBSHI | LP-01191 | no data | no data | LO | 3/4" | no data
01MPV01AA817 | no data | no data | no data | no data | Gate valve | MBSHI | LP-01191 | no data | no data | LO | 3/4" | no data
01MPV01AA821 | no data | no data | no data | no data | Gate valve | MBSHI | LP-01191 | no data | no data | LO | 3/4" | no data
01MPV01AA822 | no data | no data | no data | no data | Gate valve | MBSHI | LP-01191 | no data | no data | LO | 3/4" | no data
01MPV01AA823 | no data | no data | no data | no data | Gate valve | MBSHI | LP-01191 | no data | no data | LO | 3/4" | no data
01MPV01AA824 | no data | no data | no data | no data | Gate valve | MBSHI | LP-01191 | no data | no data | LO | 3/4" | no data
01MPV01AA841 | no data | no data | no data | no data | Gate valve | MBSHI | LP-01191 | no data | no data | LO | 3/4" | no data
01MPV01AA851 | no data | no data | no data | no data | Gate valve | MBSHI | LP-01191 | no data | no data | LO | 3/4" | no data
01MPV01AA852 | no data | no data | no data | no data | Gate valve | MBSHI | LP-01191 | no data | no data | LO | 3/4" | no data
01MPV01AA911 | North Filter Dirty Side drain |  | no data | no data | Globe valve | MBSHI | LP-01191 | CLOSED | CLOSED | LO | 1-1/2" | no data
01MPV01AA912 | North Filter Clean Side Drain |  | no data | no data | Globe valve | MBSHI | LP-01191 | CLOSED | CLOSED | LO | 1-1/2" | no data
01MPV01AA914 | South Filter Clean side drain | LUBE OIL TANK | no data | no data | Globe valve | MBSHI | LP-01191 | CLOSED | OPEN | LO | 1-1/2" | no data
01MPV01AA915 | no data | no data | no data | no data | Globe valve | MBSHI | LP-01191 | no data | no data | LO | 1-1/2" | no data
01MPV01AA918 | South Filter Vent |  | no data | no data | Globe valve | MBSHI | LP-01191 | OPEN | CLOSED | LO | 1" | no data
01MPV01AA919 | no data | no data | no data | no data | Globe valve | MBSHI | LP-01191 | no data | no data | LO | 1" | no data
01MPV01AA930 | no data | no data | no data | no data | Globe valve | MBSHI | LP-01191 | no data | no data | LO | 1" | no data
01MPV21AA101 | no data | no data | no data | no data | Gate valve | MBSHI | LP-01191 | no data | no data | LO | 3" | no data
01MBV02AA832 | no data | no data | no data | no data | Gate valve | MBSHI | LP-01192 | no data | no data | LO | 1" | no data
01MBV03AA811 | no data | no data | no data | no data | Globe valve | MBSHI | LP-01192 | no data | no data | LO | 1/4" | no data
01MBV03AA812 | no data | no data | no data | no data | Gate valve | MBSHI | LP-01192 | no data | no data | LO | 1/4" | no data
01MBV03AA813 | no data | no data | no data | no data | Gate valve | MBSHI | LP-01192 | no data | no data | AC | 1/4" | no data
01MBV03AA827 | no data | no data | no data | no data | Globe valve | MBSHI | LP-01192 | no data | no data | LO | 1" | no data
01MBV05AA923 | no data | no data | no data | no data | Gate valve | MBSHI | LP-01192 | no data | no data | LO | 1" | no data
01MPV01AA107 | no data | no data | no data | no data | Globe valve | MBSHI | LP-01192 | no data | no data | LO | 1/2" | no data
01MPV01AA108 | no data | no data | no data | no data | Globe valve | MBSHI | LP-01192 | no data | no data | LO | 1/2" | no data
01MPV01AA110 | no data | no data | no data | no data | Globe valve | MBSHI | LP-01192 | no data | no data | LO | 1/2" | no data
01MPV01AA201 | no data | no data | no data | no data | Globe valve | MBSHI | LP-01192 | no data | no data | LO | 3/4" | no data
01MPV01AA202 | no data | no data | no data | no data | Globe valve | MBSHI | LP-01192 | no data | no data | LO | 3/4" | no data
01MPV01AA203 | no data | no data | no data | no data | Globe valve | MBSHI | LP-01192 | no data | no data | LO | 3/4" | no data
01MPV01AA204 | no data | no data | no data | no data | Globe valve | MBSHI | LP-01192 | no data | no data | LO | 3/4" | no data
01MPV01AA842 | no data | no data | no data | no data | Needle valve | MBSHI | LP-01192 | no data | no data | LO | 8" | no data
01MPV01AA843 | no data | no data | no data | no data | Globe valve | MBSHI | LP-01192 | no data | no data | LO | 1/2" | no data
01MPV01AA105 | no data | no data | no data | no data | 3-way globe valve | MBSHI | LP-01193 | no data | no data | LO | 10" | no data
01MPV01AA106 | no data | no data | no data | no data | Ball valve | MBSHI | LP-01193 | no data | no data | LO | 1" | no data
01MPV01AA501 | no data | no data | no data | no data | Ball valve | MBSHI | LP-01193 | no data | no data | LO | 1-1/2" | no data
01MPV01AA502 | no data | no data | no data | no data | Ball valve | MBSHI | LP-01193 | no data | no data | LO | 1-1/2" | no data
01MPV01AA503 | no data | no data | no data | no data | Ball valve | MBSHI | LP-01193 | no data | no data | LO | 1-1/2" | no data
01MPV01AA512 | no data | no data | no data | no data | 3-way globe valve | MBSHI | LP-01193 | no data | no data | LO | 10" | no data
01MPV01AA902 | no data | no data | no data | no data | Gate valve | MBSHI | LP-01193 | no data | no data | LO | 1" | no data
01MPV01AA903 | no data | no data | no data | no data | Gate valve | MBSHI | LP-01193 | no data | no data | LO | 1" | no data
01MPV01AA905 | Accumulator Tank "B" drain valve | LUBE OIL TANK | no data | no data | Globe valve | MBSHI | LP-01193 | CLOSED | CLOSED | LO | 1/2" | no data
01MPV01AA906 | Accumulator Tank "C" drain valve | LUBE OIL TANK | no data | no data | Globe valve | MBSHI | LP-01193 | CLOSED | CLOSED | LO | 1/2" | no data
01MPV01AA907 | Accumulator Tank "D" drain | LUBE OIL TANK | no data | no data | Globe valve | MBSHI | LP-01193 | CLOSED | OPEN | LO | 1/2" | no data
01MPV01AA910 | no data | no data | no data | no data | Gate valve | MBSHI | LP-01193 | no data | no data | LO | 1" | no data
01MPV01AA920 | no data | no data | no data | no data | Ball valve | MBSHI | LP-01193 | no data | no data | LO | 1" | no data
01MPV01AA931 | no data | no data | no data | no data | Gate valve | MBSHI | LP-01193 | no data | no data | LO | 1" | no data
01MPV01AA932 | no data | no data | no data | no data | Gate valve | MBSHI | LP-01193 | no data | no data | LO | 1" | no data
01MPV03AA201 | no data | no data | no data | no data | Butterfly valve | MBSHI | LP-01194 | no data | no data | LO | 10" | no data
01MPV03AA202 | no data | no data | no data | no data | Butterfly valve | MBSHI | LP-01194 | no data | no data | LO | 10" | no data
01MPV03AA204 | no data | no data | no data | no data | Butterfly valve | MBSHI | LP-01194 | no data | no data | LO | 10" | no data
01MPV03AA207 | no data | no data | no data | no data | Butterfly valve | MBSHI | LP-01194 | no data | no data | LO | 10" | no data
01MPV03AA208 | no data | no data | no data | no data | Butterfly valve | MBSHI | LP-01194 | no data | no data | LO | 10" | no data
01MPV03AA301 | no data | no data | no data | no data | Check valve | MBSHI | LP-01194 | no data | no data | LO | 10" | no data
01MPV03AA302 | no data | no data | no data | no data | Check valve | MBSHI | LP-01194 | no data | no data | LO | 10" | no data
01MPV03AA801 | no data | no data | no data | no data | Ball valve | MBSHI | LP-01194 | no data | no data | LO | 3/4" | no data
01MPV03AA802 | no data | no data | no data | no data | Ball valve | MBSHI | LP-01194 | no data | no data | LO | 3/4" | no data
01MPV03AA902 | no data | no data | no data | no data | Ball valve | MBSHI | LP-01194 | no data | no data | LO | 1" | no data
01MPV03AA903 | no data | no data | no data | no data | Ball valve | MBSHI | LP-01194 | no data | no data | LO | 1" | no data
01MPV21AA103 | no data | no data | no data | no data | Check valve | MBSHI | LP-01195 | no data | no data | LO | 1-1/2" | no data
MPV21AA106 | MPV21AA106 LO Purifier Outlet to Tank | U2 Lube Oil Skid | no data | no data | Gate valve | MBSHI | LP-01195 | OPEN | CLOSED | LO | 1-1/2" | no data
01MPV21AA108 | no data | no data | no data | no data | Gate valve | MBSHI | LP-01195 | no data | no data | LO | 1-1/2" | no data
01MPV21AA801 | no data | no data | no data | no data | Ball valve | MBSHI | LP-01195 | no data | no data | LO | 3/4" | no data
01MPV21AA802 | no data | no data | no data | no data | Ball valve | MBSHI | LP-01195 | no data | no data | LO | 3/4" | no data
01MPV21AA803 | no data | no data | no data | no data | Globe valve | MBSHI | LP-01195 | no data | no data | LO | 3/4" | no data
01MPV21AA804 | no data | no data | no data | no data | Globe valve | MBSHI | LP-01195 | no data | no data | LO | 3/4" | no data
01MPV21AA807 | no data | no data | no data | no data | Needle valve | MBSHI | LP-01195 | no data | no data | LO | 1/2" | no data
01MPV21AA808 | no data | no data | no data | no data | Needle valve | MBSHI | LP-01195 | no data | no data | LO | 1/2" | no data
01MPV21AA809 | no data | no data | no data | no data | Ball valve | MBSHI | LP-01195 | no data | no data | LO | 3/4" | no data
MPV21AA902 | MPV21AA902 LO Purifier Filter Drain | U2 Lube Oil Skid | no data | no data | Globe valve | MBSHI | LP-01195 | CLOSED | OPEN | LO | 3/4" | no data
01MPV21AA903 | no data | no data | no data | no data | Gate valve | MBSHI | LP-01195 | no data | no data | LO | 3/4" | no data
01MPX01AA001 | no data | no data | no data | no data | Ball valve | MBSHI | LP-01196 | no data | no data | OH | 3" | no data
01MPX01AA004 | no data | no data | no data | no data | Ball valve | MBSHI | LP-01196 | no data | no data | OH | 3" | no data
MPX01AA014 | MPX01AA014 Fullers Earth Filter ISO | Control Oil Skid | no data | no data | Globe valve | MBSHI | LP-01196 | OPEN | CLOSED | OH | 2" | no data
01MPX01AA015 | no data | no data | no data | no data | Check valve | MBSHI | LP-01196 | no data | no data | OH | 2" | no data
01MPX01AA053 | no data | no data | no data | no data | Check valve | MBSHI | LP-01196 | no data | no data | OH | 1/2" | no data
01MPX01AA054 | no data | no data | no data | no data | Check valve | MBSHI | LP-01196 | no data | no data | OH | 1/2" | no data
01MPX01AA102 | no data | no data | no data | no data | Ball valve | MBSHI | LP-01196 | no data | no data | OH | 1/4" | no data
01MPX01AA103 | no data | no data | no data | no data | Check valve | MBSHI | LP-01196 | no data | no data | OH | 1/4" | no data
01MPX01AA106 | no data | no data | no data | no data | Ball valve | MBSHI | LP-01196 | no data | no data | OH | 1/4" | no data
01MPX01AA107 | no data | no data | no data | no data | Check valve | MBSHI | LP-01196 | no data | no data | OH | 1/4" | no data
01MPX01AA114 | no data | no data | no data | no data | Check valve | MBSHI | LP-01196 | no data | no data | OH | 2" | no data
01MPX01AA115 | no data | no data | no data | no data | Ball valve | MBSHI | LP-01196 | no data | no data | OH | 1/2" | no data
01MPX01AA116 | no data | no data | no data | no data | Ball valve | MBSHI | LP-01196 | no data | no data | OH | 1/2" | no data
01MPX01AA118 | no data | no data | no data | no data | Ball valve | MBSHI | LP-01196 | no data | no data | OH | 1-1/2" | no data
01MPX01AA174 | no data | no data | no data | no data | Ball valve | MBSHI | LP-01196 | no data | no data | OH | 2" | no data
01MPX01AA177 | no data | no data | no data | no data | Ball valve | MBSHI | LP-01196 | no data | no data | OH | 2" | no data
01MPX01AA301 | no data | no data | no data | no data | Ball valve | MBSHI | LP-01196 | no data | no data | OH | 3/4" | no data
01MPX01AA306 | no data | no data | no data | no data | Ball valve | MBSHI | LP-01196 | no data | no data | OH | 1/2" | no data
01MPX01AA307 | no data | no data | no data | no data | Ball valve | MBSHI | LP-01196 | no data | no data | OH | 1/2" | no data
01MPX01AA801 | no data | no data | no data | no data | Needle valve | MBSHI | LP-01196 | no data | no data | OH | 1/2" | no data
01MPX01AA802 | no data | no data | no data | no data | Needle valve | MBSHI | LP-01196 | no data | no data | OH | 1/2" | no data
01MPX01AA805 | no data | no data | no data | no data | Needle valve | MBSHI | LP-01196 | no data | no data | OH | 1/2" | no data
01MPX01AA816 | no data | no data | no data | no data | Check valve | MBSHI | LP-01196 | no data | no data | OH | 2" | no data
01MPX01AA822 | no data | no data | no data | no data | Globe valve | MBSHI | LP-01196 | no data | no data | OH | 2" | no data
01MPX01AA823 | no data | no data | no data | no data | Globe valve | MBSHI | LP-01196 | no data | no data | OH | 2" | no data
01MPX01AA824 | no data | no data | no data | no data | Globe valve | MBSHI | LP-01196 | no data | no data | OH | 1/4" | no data
01MPX01AA850 | no data | no data | no data | no data | Ball valve | MBSHI | LP-01196 | no data | no data | OH | 3/4" | no data
01MPX01AA901 | no data | no data | no data | no data | Ball valve | MBSHI | LP-01196 | no data | no data | OH | 1-1/2" | no data
01MPX01AA902 | no data | no data | no data | no data | Globe valve | MBSHI | LP-01196 | no data | no data | OH | 1/2" | no data
01MPX01AA904 | no data | no data | no data | no data | Ball valve | MBSHI | LP-01196 | no data | no data | OH | 3/4" | no data
01MPX01AA905 | no data | no data | no data | no data | Ball valve | MBSHI | LP-01196 | no data | no data | OH | 3/4" | no data
01MPX01AA906 | no data | no data | no data | no data | Ball valve | MBSHI | LP-01196 | no data | no data | OH | 1-1/2" | no data
01MPX11AA041 | no data | no data | no data | no data | Ball valve | MBSHI | LP-01196 | no data | no data | OH | 2" | no data
01MPX11AA042 | no data | no data | no data | no data | Globe valve | MBSHI | LP-01196 | no data | no data | OH | 2" | no data
01MPX11AA043 | no data | no data | no data | no data | Check valve | MBSHI | LP-01196 | no data | no data | OH | 1" | no data
01MPX11AA044 | no data | no data | no data | no data | Globe valve | MBSHI | LP-01196 | no data | no data | OH | 1" | no data
01MPX11AA046 | no data | no data | no data | no data | Check valve | MBSHI | LP-01196 | no data | no data | OH | 1" | no data
01MPX11AA047 | no data | no data | no data | no data | Globe valve | MBSHI | LP-01196 | no data | no data | OH | 1" | no data
01MPX11AA301 | no data | no data | no data | no data | Ball valve | MBSHI | LP-01196 | no data | no data | OH | 2" | no data
01MPX11AA821 | no data | no data | no data | no data | Globe valve | MBSHI | LP-01196 | no data | no data | OH | 1" | no data
01PGG01AA111 | no data | no data | no data | no data | Ball valve | MBSHI | LP-01196 | no data | no data | CW | 1-1/2" | no data
01PGG02AA111 | no data | no data | no data | no data | Ball valve | MBSHI | LP-01196 | no data | no data | CW | 1-1/2" | no data
01MPX01AA140 | no data | no data | no data | no data | Gate valve | MBSHI | LP-01197 | no data | no data | OH | 1" | no data
01MPX01AA141 | no data | no data | no data | no data | Gate valve | MBSHI | LP-01197 | no data | no data | OH | 1" | no data
01MPX01AA240 | no data | no data | no data | no data | Gate valve | MBSHI | LP-01197 | no data | no data | OH | 1" | no data
01MPX01AA241 | no data | no data | no data | no data | Gate valve | MBSHI | LP-01197 | no data | no data | OH | 1" | no data
01MBP01AA801 | UNIT 1 GAS FLOW METER PRESSURE TRANSMITTER ISOLATION | no data | UNIT 1 GT HEADER | no data | Ball valve | FGS | LP-01200 | OPEN | no data | GF | 1/2" | no data
01MBP01AA802 | UNIT 1 GAS FLOW METER PRESSURE TRANSMITTER ISOLATION | no data | UNIT 1 GT HEADER | no data | Ball valve | FGS | LP-01200 | OPEN | no data | GF | 1/2" | no data
01MBP01AA820 | UPPER TRANSMITTER ISOLATION 01MBP01CL121 | no data | UNIT 1 GT HEADER | no data | Gate valve | FGS | LP-01201 | OPEN | no data | GF | 2" | no data
01MBP01AA821 | LOWER TRANSMITTER ISOLATION 01MBP01CL121 | no data | UNIT 1 GT HEADER | no data | Gate valve | FGS | LP-01201 | OPEN | no data | GF | 2" | no data
01MBP01AA822 | UPPER TRANSMITTER ISOLATION 01MBPCL122 | no data | UNIT 1 GT HEADER | no data | Gate valve | FGS | LP-01201 | OPEN | no data | GF | 2" | no data
01MBP01AA823 | LOWER TRANSMITTER ISOLATION 01MBPCL122 | no data | UNIT 1 GT HEADER | no data | Gate valve | FGS | LP-01201 | OPEN | no data | GF | 2" | no data
01MBP01AA830 | UPPER TRANSMITTER ISOLATION 01MBP01CL131 | no data | UNIT 1 GT HEADER | no data | Gate valve | FGS | LP-01201 | OPEN | no data | GF | 2" | no data
01MBP01AA831 | LOWER TRANSMITTER ISOLATION 01MBP01CL131 | no data | UNIT 1 GT HEADER | no data | Gate valve | FGS | LP-01201 | OPEN | no data | GF | 2" | no data
01MBP01AA832 | UPPER TRANSMITTER ISOLATION 01MBPCL132 | no data | UNIT 1 GT HEADER | no data | Gate valve | FGS | LP-01201 | OPEN | no data | GF | 2" | no data
01MBP01AA833 | LOWER TRANSMITTER ISOLATION 01MBPCL132 | no data | UNIT 1 GT HEADER | no data | Gate valve | FGS | LP-01201 | OPEN | no data | GF | 2" | no data
01MBP01AA922 | UPPER ISOLTION FOR VESSEL LEVEL TRANSMITTER | no data | UNIT 1 GT HEADER | no data | Gate valve | FGS | LP-01201 | OPEN | no data | GF | 3" | no data
01MBP01AA924 | LOWER ISOLTION FOR VESSEL LEVEL TRANSMITTER | no data | UNIT 1 GT HEADER | no data | Gate valve | FGS | LP-01201 | OPEN | no data | GF | 3" | no data
01MBP01AA932 | UPPER ISOLTION FOR VESSEL LEVEL TRANSMITTER | no data | UNIT 1 GT HEADER | no data | Gate valve | FGS | LP-01201 | OPEN | no data | GF | 3" | no data
01MBP01AA934 | LOWER ISOLTION FOR VESSEL LEVEL TRANSMITTER | no data | UNIT 1 GT HEADER | no data | Gate valve | FGS | LP-01201 | OPEN | no data | GF | 3" | no data
01MBP01AA842 | UNIT 1 FILTER DP HIGH SIDE ISOLATION | no data | UNIT 1 GT HEADER | no data | Gate valve | FGS | LP-01202 | OPEN | no data | GF | 1" | no data
01MBP01AA843 | UNIT 1 FILTER DP HIGH SIDE ISOLATION | no data | UNIT 1 GT HEADER | no data | Gate valve | FGS | LP-01202 | OPEN | no data | GF | 1" | no data
01MBP01AA844 | UNIT 1 FILTER DP LOW SIDE ISOLATION | no data | UNIT 1 GT HEADER | no data | Gate valve | FGS | LP-01202 | OPEN | no data | GF | 1" | no data
01MBP01AA845 | UNIT 1 FILTER DP LOW SIDE ISOLATION | no data | UNIT 1 GT HEADER | no data | Gate valve | FGS | LP-01202 | OPEN | no data | GF | 1" | no data
01MBP01AA907 | UNIT 1 FILTER NITROGEN PURGE/DRAIN | no data | UNIT 1 GT HEADER | no data | Gate valve | FGS | LP-01202 | CLOSED | no data | GF | 1" | no data
01MBP01AA908 | UNIT 1 FILTER NITROGEN PURGE/DRAIN | no data | UNIT 1 GT HEADER | no data | Gate valve | FGS | LP-01202 | CLOSED | no data | GF | 1" | no data
01MBP01AA909 | UNIT 1 FILTER NITROGEN PURGE/DRAIN | no data | UNIT 1 GT HEADER | no data | Gate valve | FGS | LP-01202 | CLOSED | no data | GF | 1" | no data
01MBP01AA910 | UNIT 1 FILTER NITROGEN PURGE/DRAIN | no data | UNIT 1 GT HEADER | no data | Gate valve | FGS | LP-01202 | CLOSED | no data | GF | 1" | no data
01MBP02AA801 | UNIT 1 GAS SUPPLY PRESSURE TRANSMITTER 01MBP02CP101 ISOLATION | no data | UNIT 1 GT HEADER | no data | Gate valve | FGS | LP-01203 | OPEN | no data | GF | 3/4" | no data
01MBP02AA802 | UNIT 1 GAS SUPPLY PRESSURE TRANSMITTER 01MBP02CP101 ISOLATION | no data | UNIT 1 GT HEADER | no data | Gate valve | FGS | LP-01203 | OPEN | no data | GF | 3/4" | no data
01MBP02AA803 | UNIT 1 GAS SUPPLY PRESSURE TRANSMITTER 01MBP02CP102 ISOLATION | no data | UNIT 1 GT HEADER | no data | Gate valve | FGS | LP-01203 | OPEN | no data | GF | 3/4" | no data
01MBP02AA804 | UNIT 1 GAS SUPPLY PRESSURE TRANSMITTER 01MBP02CP102 ISOLATION | no data | UNIT 1 GT HEADER | no data | Gate valve | FGS | LP-01203 | OPEN | no data | GF | 3/4" | no data
01MBP02AA805 | UNIT 1 GAS SUPPLY PRESSURE TRANSMITTER 01MBP02CP103 ISOLATION | no data | UNIT 1 GT HEADER | no data | Gate valve | FGS | LP-01203 | OPEN | no data | GF | 3/4" | no data
01MBP02AA806 | UNIT 1 GAS SUPPLY PRESSURE TRANSMITTER 01MBP02CP103 ISOLATION | no data | UNIT 1 GT HEADER | no data | Gate valve | FGS | LP-01203 | OPEN | no data | GF | 3/4" | no data
01QEF14AA743 | no data | no data | no data | no data | Check valve | MBSHI | LP-01203 | no data | no data | AP | 6" | no data
01QFF11AA202 | no data | no data | no data | no data | Needle valve | MBSHI | LP-01203 | no data | no data | AC | 1-1/2" | no data
01MBP03AA821 | UNIT 1 MAIN "A" PRESSURE TRANSMITTER 01MBP03CP136 ISOLATION | no data | UNIT 1 GT HEADER | no data | Gate valve | FGS | LP-01205 | OPEN | no data | GF | 3/4" | no data
01MBP03AA822 | UNIT 1 MAIN "A" PRESSURE TRANSMITTER 01MBP03CP136 ISOLATION | no data | UNIT 1 GT HEADER | no data | Gate valve | FGS | LP-01205 | OPEN | no data | GF | 3/4" | no data
01MBP03AA825 | UNIT 1 MAIN "A" DP TRANSMITTER 01MBP03CP521 HIGH SIDE ISOLATION | no data | UNIT 1 GT HEADER | no data | Gate valve | FGS | LP-01205 | OPEN | no data | GF | 1" | no data
01MBP03AA826 | UNIT 1 MAIN "A" DP TRANSMITTER 01MBP03CP521 HIGH SIDE ISOLATION | no data | UNIT 1 GT HEADER | no data | Gate valve | FGS | LP-01205 | OPEN | no data | GF | 1" | no data
01MBP03AA827 | UNIT 1 MAIN "A" DP TRANSMITTER 01MBP03CP521 LOW SIDE ISOLATION | no data | UNIT 1 GT HEADER | no data | Gate valve | FGS | LP-01205 | OPEN | no data | GF | 1" | no data
01MBP03AA828 | UNIT 1 MAIN "A" DP TRANSMITTER 01MBP03CP521 LOW SIDE ISOLATION | no data | UNIT 1 GT HEADER | no data | Gate valve | FGS | LP-01205 | OPEN | no data | GF | 1" | no data
01MBP03AA910 | UNIT 1 MAIN "A" RING DRAIN | no data | UNIT 1 GT HEADER | no data | Gate valve | FGS | LP-01205 | CLOSED | no data | GF | 1" | no data
01MBP03AA911 | UNIT 1 MAIN "A" RING DRAIN | no data | UNIT 1 GT HEADER | no data | Gate valve | FGS | LP-01205 | CLOSED | no data | GF | 1" | no data
01MBP03AA831 | UNIT 1 MAIN "B" PRESSURE TRANSMITTER 01MBP03CP146 ISOLATION | no data | UNIT 1 GT HEADER | no data | Gate valve | FGS | LP-01206 | OPEN | no data | GF | 3/4" | no data
01MBP03AA832 | UNIT 1 MAIN "B" PRESSURE TRANSMITTER 01MBP03CP146 ISOLATION | no data | UNIT 1 GT HEADER | no data | Gate valve | FGS | LP-01206 | OPEN | no data | GF | 3/4" | no data
01MBP03AA835 | UNIT 1 MAIN "B" DP TRANSMITTER 01MBP03CP531 HIGH SIDE ISOLATION | no data | UNIT 1 GT HEADER | no data | Gate valve | FGS | LP-01206 | OPEN | no data | GF | 1" | no data
01MBP03AA836 | UNIT 1 MAIN "B" DP TRANSMITTER 01MBP03CP531 HIGH SIDE ISOLATION | no data | UNIT 1 GT HEADER | no data | Gate valve | FGS | LP-01206 | OPEN | no data | GF | 1" | no data
01MBP03AA837 | UNIT 1 MAIN "B" DP TRANSMITTER 01MBP03CP531 LOW SIDE ISOLATION | no data | UNIT 1 GT HEADER | no data | Gate valve | FGS | LP-01206 | OPEN | no data | GF | 1" | no data
01MBP03AA838 | UNIT 1 MAIN "B" DP TRANSMITTER 01MBP03CP531 LOW SIDE ISOLATION | no data | UNIT 1 GT HEADER | no data | Gate valve | FGS | LP-01206 | OPEN | no data | GF | 1" | no data
01MBP03AA920 | UNIT 1 MAIN "B" RING DRAIN | no data | UNIT 1 GT HEADER | no data | Gate valve | FGS | LP-01206 | CLOSED | no data | GF | 1" | no data
01MBP03AA921 | UNIT 1 MAIN "B" RING DRAIN | no data | UNIT 1 GT HEADER | no data | Gate valve | FGS | LP-01206 | CLOSED | no data | GF | 1" | no data
01MBA01AA931 | no data | no data | no data | no data | Gate valve | MBSHI | LP-01207 | no data | no data | WC | 1-1/2" | no data
01MBA01AA932 | no data | no data | no data | no data | Gate valve | MBSHI | LP-01207 | no data | no data | WC | 1-1/2" | no data
01MBH05AA210 | no data | no data | no data | no data | Check valve | MBSHI | LP-01207 | no data | no data | GF | 3" | no data
01MBP03AA811 | UNIT 1 PILOT "A" PRESSURE TRANSMITTER 01MBP03CP126 ISOLATION | no data | UNIT 1 GT HEADER | no data | Gate valve | FGS | LP-01207 | OPEN | no data | GF | 3/4" | no data
01MBP03AA812 | UNIT 1 PILOT "A" PRESSURE TRANSMITTER 01MBP03CP126 ISOLATION | no data | UNIT 1 GT HEADER | no data | Gate valve | FGS | LP-01207 | OPEN | no data | GF | 3/4" | no data
01MBP03AA816 | UNIT 1 PILOT "A" DP TRANSMITTER 01MBP03CP501 HIGH SIDE ISOLATION | no data | UNIT 1 GT HEADER | no data | Globe valve | FGS | LP-01207 | OPEN | no data | GF | 1" | no data
01MBP03AA817 | UNIT 1 PILOT "A" DP TRANSMITTER 01MBP03CP501 LOW SIDE ISOLATION | no data | UNIT 1 GT HEADER | no data | Globe valve | FGS | LP-01207 | OPEN | no data | GF | 1" | no data
01MBP03AA818 | UNIT 1 PILOT "A" DP TRANSMITTER 01MBP03CP501 LOW SIDE ISOLATION | no data | UNIT 1 GT HEADER | no data | Globe valve | FGS | LP-01207 | OPEN | no data | GF | 1" | no data
01MBP03AA819 | no data | no data | no data | no data | Globe valve | MBSHI | LP-01207 | no data | no data | GF | 1" | no data
01MBP03AA900 | UNIT 1 PILOT "A" RING DRAIN | no data | UNIT 1 GT HEADER | no data | Gate valve | FGS | LP-01207 | CLOSED | no data | GF | 1" | no data
01MBP03AA901 | UNIT 1 PILOT "A" RING DRAIN | no data | UNIT 1 GT HEADER | no data | Gate valve | FGS | LP-01207 | CLOSED | no data | GF | 1" | no data
01MBP03AA201 | no data | no data | no data | no data | Check valve | MBSHI | LP-01208 | no data | no data | GF | 2" | no data
01MBP03AA800 | no data | no data | no data | no data | Gate valve | MBSHI | LP-01208 | no data | no data | GF | 3/4" | no data
01MBP03AA815 | UNIT 1 PILOT "A" DP TRANSMITTER 01MBP03CP501 HIGH SIDE ISOLATION | no data | UNIT 1 GT HEADER | no data | Gate valve | FGS | LP-01208 | OPEN | no data | GF | 3/4" | no data
01MBP03AA845 | UNIT 1 PILOT "B" DP TRANSMITTER 01MBP03CP511 HIGH SIDE ISOLATION | no data | UNIT 1 GT HEADER | no data | Gate valve | FGS | LP-01208 | OPEN | no data | GF | 1" | no data
01MBP03AA846 | UNIT 1 PILOT "B" DP TRANSMITTER 01MBP03CP511 HIGH SIDE ISOLATION | no data | UNIT 1 GT HEADER | no data | Gate valve | FGS | LP-01208 | OPEN | no data | GF | 1" | no data
01MBP03AA847 | UNIT 1 PILOT "B" DP TRANSMITTER 01MBP03CP511 LOW SIDE ISOLATION | no data | UNIT 1 GT HEADER | no data | Gate valve | FGS | LP-01208 | OPEN | no data | GF | 1" | no data
01MBP03AA848 | UNIT 1 PILOT "B" DP TRANSMITTER 01MBP03CP511 LOW SIDE ISOLATION | no data | UNIT 1 GT HEADER | no data | Gate valve | FGS | LP-01208 | OPEN | no data | GF | 1" | no data
01MBP03AA930 | UNIT 1 PILOT "B" RING DRAIN | no data | UNIT 1 GT HEADER | no data | Gate valve | FGS | LP-01208 | CLOSED | no data | GF | 1" | no data
01MBP03AA931 | UNIT 1 PILOT "B" RING DRAIN | no data | UNIT 1 GT HEADER | no data | Gate valve | FGS | LP-01208 | CLOSED | no data | GF | 1" | no data
01MBP03AA851 | UNIT 1 PILOT TOPHAT PRESSURE TRANSMITTER 01MBP03CP166 ISOLATION | no data | UNIT 1 GT HEADER | no data | Gate valve | FGS | LP-01209 | OPEN | no data | GF | 3/4" | no data
01MBP03AA852 | UNIT 1 PILOT TOPHAT PRESSURE TRANSMITTER 01MBP03CP166 ISOLATION | no data | UNIT 1 GT HEADER | no data | Gate valve | FGS | LP-01209 | OPEN | no data | GF | 3/4" | no data
01MBP03AA855 | UNIT 1 PILOT TOPHAT DP TRANSMITTER 01MBP03CP541 HIGH SIDE ISOLATION | no data | UNIT 1 GT HEADER | no data | Gate valve | FGS | LP-01209 | OPEN | no data | GF | 1" | no data
01MBP03AA856 | UNIT 1 PILOT TOPHAT DP TRANSMITTER 01MBP03CP541 HIGH SIDE ISOLATION | no data | UNIT 1 GT HEADER | no data | Gate valve | FGS | LP-01209 | OPEN | no data | GF | 1" | no data
01MBP03AA857 | UNIT 1 PILOT TOPHAT DP TRANSMITTER 01MBP03CP541 LOW SIDE ISOLATION | no data | UNIT 1 GT HEADER | no data | Gate valve | FGS | LP-01209 | OPEN | no data | GF | 1" | no data
01MBP03AA858 | UNIT 1 PILOT TOPHAT DP TRANSMITTER 01MBP03CP541 LOW SIDE ISOLATION | no data | UNIT 1 GT HEADER | no data | Gate valve | FGS | LP-01209 | OPEN | no data | GF | 1" | no data
01MBP03AA940 | UNIT 1 PILOT TOPHAT RING DRAIN | no data | UNIT 1 GT HEADER | no data | Gate valve | FGS | LP-01209 | CLOSED | no data | GF | 1" | no data
01MBP03AA941 | UNIT 1 PILOT TOPHAT RING DRAIN | no data | UNIT 1 GT HEADER | no data | Gate valve | FGS | LP-01209 | CLOSED | no data | GF | 1" | no data
01MBH01AA001 | no data | no data | no data | no data | Needle valve | MBSHI | LP-01211 | no data | no data | AC | 2" | no data
01MBH01AA121 | no data | no data | no data | no data | Needle valve | MBSHI | LP-01211 | no data | no data | AC | 2" | no data
01MBH01AA821 | no data | no data | no data | no data | Gate valve | MBSHI | LP-01211 | no data | no data | AC | 3/4" | no data
01MBH01AA826 | no data | no data | no data | no data | Gate valve | MBSHI | LP-01211 | no data | no data | AC | 3/4" | no data
01QFF11AA116 | no data | no data | no data | no data | Needle valve | MBSHI | LP-01211 | no data | no data | IA | 1/2" | no data
01MBH05AA141 | no data | no data | no data | no data | Gate valve | MBSHI | LP-01214 | no data | no data | AC | 3" | no data
01MBH05AA142 | no data | no data | no data | no data | Globe valve | MBSHI | LP-01214 | no data | no data | AC | 3" | no data
01MBH05AA143 | no data | no data | no data | no data | Gate valve | MBSHI | LP-01214 | no data | no data | AC | 3" | no data
01MBH05AA101 | no data | no data | no data | no data | Globe valve | MBSHI | LP-01215 | no data | no data | AC | 10" | no data
01MBH05AA803 | no data | no data | no data | no data | Gate valve | MBSHI | LP-01215 | no data | no data | AC | 2" | no data
01MBH05AA804 | no data | no data | no data | no data | Gate valve | MBSHI | LP-01215 | no data | no data | AC | 2" | no data
01MBH05AA805 | no data | no data | no data | no data | Gate valve | MBSHI | LP-01215 | no data | no data | AC | 2" | no data
01MBH05AA806 | no data | no data | no data | no data | Gate valve | MBSHI | LP-01215 | no data | no data | AC | 2" | no data
01MBH05AA807 | no data | no data | no data | no data | Gate valve | MBSHI | LP-01215 | no data | no data | AC | 2" | no data
01MBH05AA808 | no data | no data | no data | no data | Gate valve | MBSHI | LP-01215 | no data | no data | AC | 2" | no data
01MBH05AA833 | no data | no data | no data | no data | Gate valve | MBSHI | LP-01215 | no data | no data | AC | 2" | no data
01MBH05AA834 | no data | no data | no data | no data | Gate valve | MBSHI | LP-01215 | no data | no data | AC | 2" | no data
01MBH05AA835 | no data | no data | no data | no data | Gate valve | MBSHI | LP-01215 | no data | no data | AC | 2" | no data
01MBH05AA836 | no data | no data | no data | no data | Gate valve | MBSHI | LP-01215 | no data | no data | AC | 2" | no data
01MBH05AA837 | no data | no data | no data | no data | Gate valve | MBSHI | LP-01215 | no data | no data | AC | 2" | no data
01MBH05AA838 | no data | no data | no data | no data | Gate valve | MBSHI | LP-01215 | no data | no data | AC | 2" | no data
01MBH05AA901 | no data | no data | no data | no data | Gate valve | MBSHI | LP-01215 | no data | no data | AC | 1" | no data
01MBH05AA902 | no data | no data | no data | no data | Gate valve | MBSHI | LP-01215 | no data | no data | AC | 1" | no data
01MBH05AA903 | no data | no data | no data | no data | Gate valve | MBSHI | LP-01215 | no data | no data | AC | 1" | no data
01MBH05AA904 | no data | no data | no data | no data | Gate valve | MBSHI | LP-01215 | no data | no data | AC | 1" | no data
01MBH05AA905 | no data | no data | no data | no data | Gate valve | MBSHI | LP-01215 | no data | no data | AC | 1" | no data
01MBH05AA906 | no data | no data | no data | no data | Gate valve | MBSHI | LP-01215 | no data | no data | AC | 1" | no data
01MBH05AA907 | no data | no data | no data | no data | Gate valve | MBSHI | LP-01215 | no data | no data | AC | 1" | no data
01MBH05AA908 | no data | no data | no data | no data | Gate valve | MBSHI | LP-01215 | no data | no data | AC | 1" | no data
01MBH05AA909 | no data | no data | no data | no data | Gate valve | MBSHI | LP-01215 | no data | no data | AC | 1" | no data
01MBH05AA910 | no data | no data | no data | no data | Gate valve | MBSHI | LP-01215 | no data | no data | AC | 1" | no data
01MBH05AA915 | no data | no data | no data | no data | Gate valve | MBSHI | LP-01215 | no data | no data | AC | 1" | no data
01MBH05AA917 | no data | no data | no data | no data | Gate valve | MBSHI | LP-01215 | no data | no data | AC | 1" | no data
01MBH05AA918 | no data | no data | no data | no data | Gate valve | MBSHI | LP-01215 | no data | no data | AC | 1" | no data
01QFF11AA302 | no data | no data | no data | no data | Check valve | MBSHI | LP-01215 | no data | no data | IA | 1" | no data
01QFF11AA303 | no data | no data | no data | no data | Globe valve | MBSHI | LP-01215 | no data | no data | IA | 1" | no data
01MBA01AA813 | no data | no data | no data | no data | Gate valve | MBSHI | LP-01216 | no data | no data | AC | 3/4" | no data
01MBA01AA815 | no data | no data | no data | no data | Gate valve | MBSHI | LP-01216 | no data | no data | AC | 3/4" | no data
01MBA01AA817 | no data | no data | no data | no data | Gate valve | MBSHI | LP-01216 | no data | no data | AC | 3/4" | no data
01MBA01AA821 | no data | no data | no data | no data | Needle valve | MBSHI | LP-01216 | no data | no data | AC | 1/4" | no data
01MBL01AA811 | no data | no data | no data | no data | Needle valve | MBSHI | LP-01216 | no data | no data | AC | 1/4" | no data
01MBR01AA803 | no data | no data | no data | no data | Gate valve | MBSHI | LP-01216 | no data | no data | EG | 3/4" | no data
01MBR01AA804 | no data | no data | no data | no data | Gate valve | MBSHI | LP-01216 | no data | no data | EG | 3/4" | no data
01MBR01AA805 | no data | no data | no data | no data | Gate valve | MBSHI | LP-01216 | no data | no data | EG | 3/4" | no data
01MBH01AA921 | no data | no data | no data | no data | Gate valve | MBSHI | LP-01217 | no data | no data | AC | 1" | no data
01MBH01AA922 | no data | no data | no data | no data | Gate valve | MBSHI | LP-01217 | no data | no data | AC | 1" | no data
01MBH01AA941 | no data | no data | no data | no data | Gate valve | MBSHI | LP-01217 | no data | no data | AC | 1" | no data
01MBH01AA942 | no data | no data | no data | no data | Gate valve | MBSHI | LP-01217 | no data | no data | AC | 1" | no data
01MBH01AA943 | no data | no data | no data | no data | Gate valve | MBSHI | LP-01217 | no data | no data | AC | 1" | no data
01MBH01AA944 | no data | no data | no data | no data | Gate valve | MBSHI | LP-01217 | no data | no data | AC | 1" | no data
01MBH04AA811 | no data | no data | no data | no data | Gate valve | MBSHI | LP-01217 | no data | no data | CW | 2" | no data
01MBH04AA812 | no data | no data | no data | no data | Gate valve | MBSHI | LP-01217 | no data | no data | CW | 2" | no data
01MBH04AA813 | no data | no data | no data | no data | Gate valve | MBSHI | LP-01217 | no data | no data | CW | 2" | no data
01MBH04AA814 | no data | no data | no data | no data | Gate valve | MBSHI | LP-01217 | no data | no data | CW | 2" | no data
01MBH04AA815 | no data | no data | no data | no data | Gate valve | MBSHI | LP-01217 | no data | no data | CW | 2" | no data
01MBH04AA816 | no data | no data | no data | no data | Gate valve | MBSHI | LP-01217 | no data | no data | CW | 2" | no data
01MBH04AA911 | no data | no data | no data | no data | Gate valve | MBSHI | LP-01217 | no data | no data | AC | 1" | no data
01MBH04AA912 | no data | no data | no data | no data | Gate valve | MBSHI | LP-01217 | no data | no data | AC | 1" | no data
01MBH04AA913 | no data | no data | no data | no data | Gate valve | MBSHI | LP-01217 | no data | no data | AC | 1" | no data
01MBH04AA914 | no data | no data | no data | no data | Gate valve | MBSHI | LP-01217 | no data | no data | AC | 1" | no data
01MBH04AA915 | no data | no data | no data | no data | Gate valve | MBSHI | LP-01217 | no data | no data | AC | 1" | no data
01MBH04AA916 | no data | no data | no data | no data | Gate valve | MBSHI | LP-01217 | no data | no data | AC | 1" | no data
01MBH04AA917 | no data | no data | no data | no data | Gate valve | MBSHI | LP-01217 | no data | no data | AC | 1" | no data
01MBH04AA918 | no data | no data | no data | no data | Gate valve | MBSHI | LP-01217 | no data | no data | AC | 1" | no data
01MBH06AA801 | no data | no data | no data | no data | Gate valve | MBSHI | LP-01218 | no data | no data | AC | 3/4" | no data
01MBH06AA802 | no data | no data | no data | no data | Gate valve | MBSHI | LP-01218 | no data | no data | AC | 1/2" | no data
01MBH06AA803 | no data | no data | no data | no data | Gate valve | MBSHI | LP-01218 | no data | no data | AC | 3/4" | no data
01MBH06AA806 | no data | no data | no data | no data | Globe valve | MBSHI | LP-01218 | no data | no data | AC | 1/2" | no data
01MBH06AA807 | no data | no data | no data | no data | Globe valve | MBSHI | LP-01218 | no data | no data | AC | 1/2" | no data
01MBH06AA808 | no data | no data | no data | no data | Globe valve | MBSHI | LP-01218 | no data | no data | AC | 1/2" | no data
01MBH06AA809 | no data | no data | no data | no data | Globe valve | MBSHI | LP-01218 | no data | no data | AC | 1/2" | no data
01MBH06AA819 | no data | no data | no data | no data | Gate valve | MBSHI | LP-01218 | no data | no data | AC | 1/2" | no data
01MBH06AA820 | no data | no data | no data | no data | Gate valve | MBSHI | LP-01218 | no data | no data | AC | 1/2" | no data
01MBH06AA821 | no data | no data | no data | no data | Gate valve | MBSHI | LP-01218 | no data | no data | AC | 1/2" | no data
01MBH06AA822 | no data | no data | no data | no data | Gate valve | MBSHI | LP-01218 | no data | no data | AC | 1/2" | no data
01MBH06AA823 | no data | no data | no data | no data | Gate valve | MBSHI | LP-01218 | no data | no data | AC | 1/2" | no data
01MBH06AA824 | no data | no data | no data | no data | Gate valve | MBSHI | LP-01218 | no data | no data | AC | 1/2" | no data
01MBH06AA826 | no data | no data | no data | no data | Gate valve | MBSHI | LP-01218 | no data | no data | AC | 3/4" | no data
01MBH06AA827 | no data | no data | no data | no data | Gate valve | MBSHI | LP-01218 | no data | no data | AC | 1/2" | no data
01MBH06AA828 | no data | no data | no data | no data | Gate valve | MBSHI | LP-01218 | no data | no data | AC | 3/4" | no data
01MBH06AA829 | no data | no data | no data | no data | Gate valve | MBSHI | LP-01218 | no data | no data | AC | 3/4" | no data
01MBH06AA830 | no data | no data | no data | no data | Globe valve | MBSHI | LP-01218 | no data | no data | AC | 1/2" | no data
01MBH06AA831 | no data | no data | no data | no data | Globe valve | MBSHI | LP-01218 | no data | no data | AC | 1/2" | no data
01MBH06AA832 | no data | no data | no data | no data | Globe valve | MBSHI | LP-01218 | no data | no data | AC | 1/2" | no data
01MBH06AA833 | no data | no data | no data | no data | Globe valve | MBSHI | LP-01218 | no data | no data | AC | 1/2" | no data
01MBH06AA840 | no data | no data | no data | no data | Gate valve | MBSHI | LP-01218 | no data | no data | AC | 3/4" | no data
01MBH06AA842 | no data | no data | no data | no data | Check valve | MBSHI | LP-01218 | no data | no data | AC | 8" | no data
01MBH06AA843 | no data | no data | no data | no data | Gate valve | MBSHI | LP-01218 | no data | no data | AC | 8" | no data
01MBH06AA844 | no data | no data | no data | no data | Gate valve | MBSHI | LP-01218 | no data | no data | AC | 8" | no data
01MBH06AA861 | no data | no data | no data | no data | Gate valve | MBSHI | LP-01218 | no data | no data | AC | 2" | no data
01MBH06AA862 | no data | no data | no data | no data | Gate valve | MBSHI | LP-01218 | no data | no data | AC | 2" | no data
01MBH06AA863 | no data | no data | no data | no data | Gate valve | MBSHI | LP-01218 | no data | no data | AC | 2" | no data
01MBH06AA864 | no data | no data | no data | no data | Gate valve | MBSHI | LP-01218 | no data | no data | AC | 2" | no data
01MBH06AA865 | no data | no data | no data | no data | Gate valve | MBSHI | LP-01218 | no data | no data | AC | 2" | no data
01MBH06AA866 | no data | no data | no data | no data | Gate valve | MBSHI | LP-01218 | no data | no data | AC | 2" | no data
01MBH06AA872 | no data | no data | no data | no data | Check valve | MBSHI | LP-01218 | no data | no data | AC | 8" | no data
01MBH06AA873 | no data | no data | no data | no data | Gate valve | MBSHI | LP-01218 | no data | no data | AC | 8" | no data
01MBH06AA874 | no data | no data | no data | no data | Gate valve | MBSHI | LP-01218 | no data | no data | AC | 8" | no data
01MBH06AA881 | no data | no data | no data | no data | Gate valve | MBSHI | LP-01218 | no data | no data | AC | 1" | no data
01MBH06AA882 | no data | no data | no data | no data | Gate valve | MBSHI | LP-01218 | no data | no data | AC | 1" | no data
01MBH06AA926 | no data | no data | no data | no data | Gate valve | MBSHI | LP-01218 | no data | no data | AC | 1" | no data
01QFF11AA032 | no data | no data | no data | no data | Check valve | MBSHI | LP-01218 | no data | no data | AC | 1" | no data
01QFF11AA033 | PURGE AIR TO TCA SYSTEM | U1 CT ENCLOSURE GROUND LVL EAST | no data | no data | Globe valve | MBSHI | LP-01218 | OPEN | CLOSED | AC | 1" | no data
01MBH06AA814 | no data | no data | no data | no data | Gate valve | MBSHI | LP-01219 | no data | no data | AC | 3/4" | no data
01MBH06AA815 | no data | no data | no data | no data | Gate valve | MBSHI | LP-01219 | no data | no data | AC | 3/4" | no data
01MBH06AA816 | no data | no data | no data | no data | Gate valve | MBSHI | LP-01219 | no data | no data | AC | 3/4" | no data
01MBH06AA817 | no data | no data | no data | no data | Gate valve | MBSHI | LP-01219 | no data | no data | AC | 3/4" | no data
01MBH06AA818 | no data | no data | no data | no data | Gate valve | MBSHI | LP-01219 | no data | no data | AC | 3/4" | no data
01MBH06AA825 | no data | no data | no data | no data | Gate valve | MBSHI | LP-01219 | no data | no data | AC | 3/4" | no data
01MBA11AA801 | no data | no data | no data | no data | Gate valve | MBSHI | LP-01220 | no data | no data | AR | 3/4" | no data
01MBA11AA802 | no data | no data | no data | no data | Gate valve | MBSHI | LP-01220 | no data | no data | AR | 3/4" | no data
01MBA11AA803 | no data | no data | no data | no data | Gate valve | MBSHI | LP-01220 | no data | no data | AR | 3/4" | no data
01MBA11AA804 | no data | no data | no data | no data | Gate valve | MBSHI | LP-01220 | no data | no data | AR | 3/4" | no data
01MBA11AA805 | no data | no data | no data | no data | Gate valve | MBSHI | LP-01220 | no data | no data | AR | 3/4" | no data
01MBA11AA806 | no data | no data | no data | no data | Gate valve | MBSHI | LP-01220 | no data | no data | AR | 3/4" | no data
01MBL01AA801 | no data | no data | no data | no data | Ball valve | MBSHI | LP-01220 | no data | no data | AR | 1/2" | no data
01MBL01AA802 | no data | no data | no data | no data | Ball valve | MBSHI | LP-01220 | no data | no data | AR | 1/2" | no data
01MBL01AA803 | no data | no data | no data | no data | Ball valve | MBSHI | LP-01220 | no data | no data | AR | 1/2" | no data
01MBL01AA804 | no data | no data | no data | no data | Ball valve | MBSHI | LP-01220 | no data | no data | AR | 3/8" | no data
01MBL01AA805 | no data | no data | no data | no data | Ball valve | MBSHI | LP-01220 | no data | no data | AR | 3/8" | no data
01MBL01AA806 | no data | no data | no data | no data | Ball valve | MBSHI | LP-01220 | no data | no data | AR | 3/8" | no data
01MBL01AA807 | no data | no data | no data | no data | Ball valve | MBSHI | LP-01220 | no data | no data | AR | 3/8" | no data
01MBL01AA808 | no data | no data | no data | no data | Ball valve | MBSHI | LP-01220 | no data | no data | AR | 3/8" | no data
01MBL01AA809 | no data | no data | no data | no data | Ball valve | MBSHI | LP-01220 | no data | no data | AR | 3/8" | no data
01QEF13AA101 | no data | no data | no data | no data | Globe valve | MBSHI | LP-01221 | no data | no data | AP | 6" | no data
01QEF13AA801 | no data | no data | no data | no data | Gate valve | MBSHI | LP-01221 | no data | no data | AP | 1" | no data
01MBL03AA811 | no data | no data | no data | no data | Globe valve | MBSHI | LP-01222 | no data | no data | AC | 3/4" | no data
01MBL03AA901 | no data | no data | no data | no data | Gate valve | MBSHI | LP-01222 | no data | no data | AC | 1" | no data
01MBL03AA903 | no data | no data | no data | no data | Gate valve | MBSHI | LP-01222 | no data | no data | AC | 1" | no data
01MBL03AA904 | no data | no data | no data | no data | Gate valve | MBSHI | LP-01222 | no data | no data | AC | 1" | no data
01MBL03AA921 | no data | no data | no data | no data | Gate valve | MBSHI | LP-01222 | no data | no data | AC | 1" | no data
01MBL03AA922 | no data | no data | no data | no data | Gate valve | MBSHI | LP-01222 | no data | no data | AC | 1" | no data
01MBL03AA923 | no data | no data | no data | no data | Gate valve | MBSHI | LP-01222 | no data | no data | AC | 1" | no data
01MBL03AA924 | no data | no data | no data | no data | Gate valve | MBSHI | LP-01222 | no data | no data | AC | 1" | no data
01MBL03AA931 | no data | no data | no data | no data | Gate valve | MBSHI | LP-01222 | no data | no data | AC | 1" | no data
01MBL03AA932 | no data | no data | no data | no data | Gate valve | MBSHI | LP-01222 | no data | no data | AC | 1" | no data
01MBL03AA933 | no data | no data | no data | no data | Gate valve | MBSHI | LP-01222 | no data | no data | AC | 1" | no data
01MBL03AA934 | no data | no data | no data | no data | Gate valve | MBSHI | LP-01222 | no data | no data | AC | 1" | no data
00QFF11AA502 | no data | no data | no data | no data | Globe valve | MBSHI | LP-01224 | no data | no data | IA | 1/2" | no data
00QFF11AA503 | no data | no data | no data | no data | Globe valve | MBSHI | LP-01224 | no data | no data | IA | 1/2" | no data
00QFF11AA951 | no data | no data | no data | no data | Globe valve | MBSHI | LP-01224 | no data | no data | IA | 1/2" | no data
00SDD01AA101 | no data | no data | no data | no data | Ball valve | MBSHI | LP-01224 | no data | no data | DW | 2" | no data
00SDD01AA102 | no data | no data | no data | no data | Gate valve | MBSHI | LP-01224 | no data | no data | DW | 2" | no data
00SDD01AA103 | no data | no data | no data | no data | Globe valve | MBSHI | LP-01224 | no data | no data | DW | 2" | no data
00SDD01AA104 | no data | no data | no data | no data | Check valve | MBSHI | LP-01224 | no data | no data | DW | 2" | no data
00SDD01AA105 | no data | no data | no data | no data | Ball valve | MBSHI | LP-01224 | no data | no data | DW | 1/2" | no data
00SDD01AA106 | no data | no data | no data | no data | Ball valve | MBSHI | LP-01224 | no data | no data | DW | 2" | no data
00SDD01AA107 | no data | no data | no data | no data | Gate valve | MBSHI | LP-01224 | no data | no data | DW | 2" | no data
00SDD01AA122 | no data | no data | no data | no data | Gate valve | MBSHI | LP-01224 | no data | no data | DW | 2" | no data
00SDD01AA702 | no data | no data | no data | no data | Gate valve | MBSHI | LP-01224 | no data | no data | DW | 2" | no data
00SDD01AA803 | no data | no data | no data | no data | Gate valve | MBSHI | LP-01224 | no data | no data | DW | 1/2" | no data
00SDD01AA803 | no data | no data | no data | no data | Gate valve | MBSHI | LP-01224 | no data | no data | DW | 1/2" | no data
00SDD01AA901 | no data | no data | no data | no data | Ball valve | MBSHI | LP-01224 | no data | no data | DW | 2" | no data
00SDD01AA902 | no data | no data | no data | no data | Gate valve | MBSHI | LP-01224 | no data | no data | DW | 1" | no data
00SDD01AA903 | no data | no data | no data | no data | Gate valve | MBSHI | LP-01224 | no data | no data | DW | 1" | no data
00SDJ01AA803 | no data | no data | no data | no data | Gate valve | MBSHI | LP-01224 | no data | no data | DW | 1/2" | no data
01MBA01AA907 | no data | no data | no data | no data | Gate valve | MBSHI | LP-01225 | no data | no data | AC | 1" | no data
01MBA01AA908 | no data | no data | no data | no data | Gate valve | MBSHI | LP-01225 | no data | no data | AC | 1" | no data
01MBA01AA913 | no data | no data | no data | no data | Gate valve | MBSHI | LP-01225 | no data | no data | AC | 1" | no data
01MBA01AA914 | no data | no data | no data | no data | Gate valve | MBSHI | LP-01225 | no data | no data | AC | 1" | no data
01MBA01AA915 | no data | no data | no data | no data | Gate valve | MBSHI | LP-01225 | no data | no data | AC | 1" | no data
01MBA01AA916 | no data | no data | no data | no data | Gate valve | MBSHI | LP-01225 | no data | no data | AC | 1" | no data
01MBA01AA917 | no data | no data | no data | no data | Gate valve | MBSHI | LP-01225 | no data | no data | AC | 1" | no data
01MBA01AA920 | no data | no data | no data | no data | Gate valve | MBSHI | LP-01225 | no data | no data | AC | 1" | no data
01MBA01AA921 | no data | no data | no data | no data | Gate valve | MBSHI | LP-01225 | no data | no data | AC | 1" | no data
01MBA01AA922 | no data | no data | no data | no data | Gate valve | MBSHI | LP-01225 | no data | no data | AC | 1" | no data
01MBA01AA923 | no data | no data | no data | no data | Gate valve | MBSHI | LP-01225 | no data | no data | AC | 1" | no data
01MBA01AA924 | no data | no data | no data | no data | Gate valve | MBSHI | LP-01225 | no data | no data | AC | 1" | no data
01MBA01AA925 | no data | no data | no data | no data | Gate valve | MBSHI | LP-01225 | no data | no data | AC | 1" | no data
01MBA01AA941 | no data | no data | no data | no data | Gate valve | MBSHI | LP-01225 | no data | no data | AC | 1" | no data
01MBA01AA942 | no data | no data | no data | no data | Gate valve | MBSHI | LP-01225 | no data | no data | AC | 1" | no data
01MBA01AA943 | no data | no data | no data | no data | Gate valve | MBSHI | LP-01225 | no data | no data | AC | 1" | no data
01MBA01AA944 | no data | no data | no data | no data | Gate valve | MBSHI | LP-01225 | no data | no data | AC | 1" | no data
01MBH01AA901 | no data | no data | no data | no data | Gate valve | MBSHI | LP-01225 | no data | no data | AC | 1" | no data
01MBH01AA902 | no data | no data | no data | no data | Gate valve | MBSHI | LP-01225 | no data | no data | AC | 1" | no data
01MBH01AA903 | no data | no data | no data | no data | Gate valve | MBSHI | LP-01225 | no data | no data | AC | 1" | no data
01MBH01AA904 | no data | no data | no data | no data | Gate valve | MBSHI | LP-01225 | no data | no data | AC | 1" | no data
01MBH02AA903 | no data | no data | no data | no data | Gate valve | MBSHI | LP-01225 | no data | no data | AC | 1" | no data
01MBH02AA904 | no data | no data | no data | no data | Gate valve | MBSHI | LP-01225 | no data | no data | AC | 1" | no data
01MBH02AA905 | no data | no data | no data | no data | Gate valve | MBSHI | LP-01225 | no data | no data | AC | 1" | no data
01MBH02AA906 | no data | no data | no data | no data | Gate valve | MBSHI | LP-01225 | no data | no data | AC | 1" | no data
01MBH02AA907 | no data | no data | no data | no data | Gate valve | MBSHI | LP-01225 | no data | no data | AC | 1" | no data
01MBH02AA908 | no data | no data | no data | no data | Gate valve | MBSHI | LP-01225 | no data | no data | AC | 1" | no data
01MBH02AA910 | no data | no data | no data | no data | Gate valve | MBSHI | LP-01225 | no data | no data | AC | 1" | no data
01MBH02AA911 | no data | no data | no data | no data | Gate valve | MBSHI | LP-01225 | no data | no data | AC | 1" | no data
01MBH03AA911 | no data | no data | no data | no data | Gate valve | MBSHI | LP-01225 | no data | no data | AC | 1" | no data
01MBH03AA912 | no data | no data | no data | no data | Gate valve | MBSHI | LP-01225 | no data | no data | AC | 1" | no data
01MBH04AA901 | no data | no data | no data | no data | Gate valve | MBSHI | LP-01225 | no data | no data | AC | 1" | no data
01MBH04AA902 | no data | no data | no data | no data | Gate valve | MBSHI | LP-01225 | no data | no data | AC | 1" | no data
01MBP01AA901 | no data | no data | no data | no data | Gate valve | MBSHI | LP-01225 | no data | no data | EG | 2" | no data
01MBP01AA902 | no data | no data | no data | no data | Gate valve | MBSHI | LP-01225 | no data | no data | EG | 2" | no data
01MBP01AA903 | no data | no data | no data | no data | Gate valve | MBSHI | LP-01225 | no data | no data | EG | 2" | no data
01MBP01AA904 | no data | no data | no data | no data | Gate valve | MBSHI | LP-01225 | no data | no data | EG | 2" | no data
01QFF11AA112 | no data | no data | no data | no data | Globe valve | MBSHI | LP-01226 | no data | no data | IA | 1/2" | no data
01QFF11AA113 | no data | no data | no data | no data | Globe valve | MBSHI | LP-01226 | no data | no data | IA | 1/2" | no data
01QFF11AA114 | no data | no data | no data | no data | Globe valve | MBSHI | LP-01226 | no data | no data | IA | 1-1/2" | no data
01QFF11AA115 | no data | no data | no data | no data | Globe valve | MBSHI | LP-01226 | no data | no data | IA | 1/2" | no data
01QFF11AA117 | no data | no data | no data | no data | Globe valve | MBSHI | LP-01226 | no data | no data | IA | 1" | no data
01QFF11AA118 | no data | no data | no data | no data | Globe valve | MBSHI | LP-01226 | no data | no data | IA | 1/2" | no data
01QFF11AA121 | no data | no data | no data | no data | Globe valve | MBSHI | LP-01226 | no data | no data | IA | 1/2" | no data
01QFF11AA122 | no data | no data | no data | no data | Globe valve | MBSHI | LP-01226 | no data | no data | IA | 1-1/2" | no data
01QFF11AA123 | no data | no data | no data | no data | Globe valve | MBSHI | LP-01226 | no data | no data | IA | 1-1/2" | no data
01QFF11AA125 | no data | no data | no data | no data | Globe valve | MBSHI | LP-01226 | no data | no data | IA | 1/2" | no data
01QFF11AA126 | no data | no data | no data | no data | Globe valve | MBSHI | LP-01226 | no data | no data | IA | 1/2" | no data
01QFF11AA152 | no data | no data | no data | no data | Globe valve | MBSHI | LP-01226 | no data | no data | IA | 1-1/2" | no data
01QFF11AA380 | no data | no data | no data | no data | Globe valve | MBSHI | LP-01226 | no data | no data | IA | 1/2" | no data
01QFF11AA381 | no data | no data | no data | no data | Globe valve | MBSHI | LP-01226 | no data | no data | IA | 1/2" | no data
01QFF11AA382 | no data | no data | no data | no data | Globe valve | MBSHI | LP-01226 | no data | no data | IA | 1/2" | no data
01QFF11AA383 | no data | no data | no data | no data | Globe valve | MBSHI | LP-01226 | no data | no data | IA | 1" | no data
01QFF11AA601 | no data | no data | no data | no data | Globe valve | MBSHI | LP-01226 | no data | no data | IA | 1" | no data
01QFF11AA604 | no data | no data | no data | no data | Globe valve | MBSHI | LP-01226 | no data | no data | IA | 1/2" | no data
01QFF11AA607 | no data | no data | no data | no data | Globe valve | MBSHI | LP-01226 | no data | no data | IA | 1/2" | no data
01QFF11AA611 | no data | no data | no data | no data | Globe valve | MBSHI | LP-01226 | no data | no data | IA | 1" | no data
01QFF11AA612 | no data | no data | no data | no data | Globe valve | MBSHI | LP-01226 | no data | no data | IA | 1/2" | no data
01QFF11AA613 | no data | no data | no data | no data | Globe valve | MBSHI | LP-01226 | no data | no data | IA | 3/4" | no data
01QFF11AA614 | no data | no data | no data | no data | Globe valve | MBSHI | LP-01226 | no data | no data | IA | 1/2" | no data
01QFF11AA615 | no data | no data | no data | no data | Globe valve | MBSHI | LP-01226 | no data | no data | IA | 1/2" | no data
01QFF11AA621 | no data | no data | no data | no data | Globe valve | MBSHI | LP-01226 | no data | no data | IA | 1" | no data
01QFF11AA623 | no data | no data | no data | no data | Globe valve | MBSHI | LP-01226 | no data | no data | IA | 3/4" | no data
01QFF11AA624 | no data | no data | no data | no data | Globe valve | MBSHI | LP-01226 | no data | no data | IA | 1/2" | no data
01QFF11AA625 | no data | no data | no data | no data | Globe valve | MBSHI | LP-01226 | no data | no data | IA | 1/2" | no data
01QFF11AA626 | no data | no data | no data | no data | Globe valve | MBSHI | LP-01226 | no data | no data | IA | 3/4" | no data
01QFF11AA630 | no data | no data | no data | no data | Globe valve | MBSHI | LP-01226 | no data | no data | IA | 1" | no data
01QFF11AA631 | no data | no data | no data | no data | Globe valve | MBSHI | LP-01226 | no data | no data | IA | 1/2" | no data
01QFF11AA632 | no data | no data | no data | no data | Globe valve | MBSHI | LP-01226 | no data | no data | IA | 1/2" | no data
01QFF11AA633 | no data | no data | no data | no data | Globe valve | MBSHI | LP-01226 | no data | no data | IA | 1/2" | no data
01QFF11AA640 | no data | no data | no data | no data | Globe valve | MBSHI | LP-01226 | no data | no data | IA | 1-1/2" | no data
01QFF11AA641 | no data | no data | no data | no data | Globe valve | MBSHI | LP-01226 | no data | no data | IA | 1" | no data
01QFF11AA642 | no data | no data | no data | no data | Globe valve | MBSHI | LP-01226 | no data | no data | IA | 1" | no data
01QFF11AA643 | no data | no data | no data | no data | Globe valve | MBSHI | LP-01226 | no data | no data | IA | 1" | no data
01QFF11AA650 | no data | no data | no data | no data | Globe valve | MBSHI | LP-01226 | no data | no data | IA | 1" | no data
01QFF11AA651 | no data | no data | no data | no data | Globe valve | MBSHI | LP-01226 | no data | no data | IA | 1/2" | no data
01QFF11AA652 | no data | no data | no data | no data | Globe valve | MBSHI | LP-01226 | no data | no data | IA | 1/2" | no data
01QFF11AA653 | no data | no data | no data | no data | Globe valve | MBSHI | LP-01226 | no data | no data | IA | 1/2" | no data
01QFF11AA661 | no data | no data | no data | no data | Globe valve | MBSHI | LP-01226 | no data | no data | IA | 1/2" | no data
01QFF11AA662 | no data | no data | no data | no data | Globe valve | MBSHI | LP-01226 | no data | no data | IA | 1/2" | no data
01QFF11AA664 | no data | no data | no data | no data | Globe valve | MBSHI | LP-01226 | no data | no data | IA | 1/2" | no data
01QFF11AA665 | no data | no data | no data | no data | Globe valve | MBSHI | LP-01226 | no data | no data | IA | 1/2" | no data
01QFF11AA666 | no data | no data | no data | no data | Globe valve | MBSHI | LP-01226 | no data | no data | IA | 1/2" | no data
01QFF11AA670 | no data | no data | no data | no data | Globe valve | MBSHI | LP-01226 | no data | no data | IA | 1" | no data
01QFF11AA672 | no data | no data | no data | no data | Globe valve | MBSHI | LP-01226 | no data | no data | IA | 1/2" | no data
01QFF11AA674 | no data | no data | no data | no data | Globe valve | MBSHI | LP-01226 | no data | no data | IA | 1/2" | no data
01QFF11AA801 | no data | no data | no data | no data | Globe valve | MBSHI | LP-01226 | no data | no data | IA | 3/4" | no data
01QFF11AA901 | no data | no data | no data | no data | Globe valve | MBSHI | LP-01226 | no data | no data | IA | 1/2" | no data
tank | no data | no data | no data | Valve 2" with Sampler 3/8" | Globo | GSU | no data | no data | no data | Mineral Oil | 2" | no data
tank | no data | no data | no data | Ball Valve 2" | Ball | GSU | no data | no data | no data | Mineral Oil | 2" | no data
tank | no data | no data | no data | Ball Valve 1 1/2" | Ball | GSU | no data | no data | no data | Mineral Oil | 1 1/2" | no data
tank | no data | no data | no data | Ball Valve 1" | Ball | GSU | no data | no data | no data | Mineral Oil | 1" | no data
tank | no data | no data | no data | Ball Valve 1/2" | Ball | GSU | no data | no data | no data | Mineral Oil | 1/2" | no data
tank | no data | no data | no data | Ball Valve 1 1/2" | Ball | GSU | no data | no data | no data | Mineral Oil | 1 1/2" | no data
cover | no data | no data | no data | Ball Valve 3" | Ball | GSU | no data | no data | no data | Mineral Oil | 3" | no data
cover | no data | no data | no data | Pressure Relief Device 6,69" | Pressure Relief | GSU | no data | no data | no data | Mineral Oil | 6,69" | no data
cover | no data | no data | no data | Ball Valve 3" | Ball | GSU | no data | no data | no data | Mineral Oil | 3" | no data
cover | no data | no data | no data | Ball Valve 1 1/2" | Ball | GSU | no data | no data | no data | Mineral Oil | 1 1/2" | no data
oil | no data | no data | no data | Ball Valve 1 1/2" | Ball | GSU | no data | no data | no data | Mineral Oil | 1 1/2" | no data
oil | no data | no data | no data | Ball Valve 1" | Ball | GSU | no data | no data | no data | Mineral Oil | 1" | no data
01MBA01AA813 | no data | no data | no data | no data | GATE VALVE | MBSHIVL | LP-01216 | no data | no data | AC | 3/4" | no data
01MBA01AA815 | no data | no data | no data | no data | GATE VALVE | MBSHIVL | LP-01216 | no data | no data | AC | 3/4" | no data
01MBA01AA817 | no data | no data | no data | no data | GATE VALVE | MBSHIVL | LP-01216 | no data | no data | AC | 3/4" | no data
01MBA01AA821 | no data | no data | no data | no data | NEEDLE VALVE | MBSHIVL | LP-01216 | no data | no data | AC | 1/8" | no data
01MBA01AA907 | no data | no data | no data | no data | GATE VALVE | MBSHIVL | LP-01225 | no data | no data | AC | 1" | no data
01MBA01AA908 | no data | no data | no data | no data | GATE VALVE | MBSHIVL | LP-01225 | no data | no data | AC | 1" | no data
01MBA01AA913 | no data | no data | no data | no data | GATE VALVE | MBSHIVL | LP-01225 | no data | no data | AC | 1" | no data
01MBA01AA914 | no data | no data | no data | no data | GATE VALVE | MBSHIVL | LP-01225 | no data | no data | AC | 1" | no data
01MBA01AA915 | no data | no data | no data | no data | GATE VALVE | MBSHIVL | LP-01225 | no data | no data | ZW | 1" | no data
01MBA01AA916 | no data | no data | no data | no data | GATE VALVE | MBSHIVL | LP-01225 | no data | no data | AC | 1" | no data
01MBA01AA917 | no data | no data | no data | no data | GATE VALVE | MBSHIVL | LP-01225 | no data | no data | AC | 1" | no data
01MBA01AA920 | no data | no data | no data | no data | GATE VALVE | MBSHIVL | LP-01225 | no data | no data | AC | 1" | no data
01MBA01AA921 | no data | no data | no data | no data | GATE VALVE | MBSHIVL | LP-01225 | no data | no data | AC | 1" | no data
01MBA01AA922 | no data | no data | no data | no data | GATE VALVE | MBSHIVL | LP-01225 | no data | no data | AC | 1" | no data
01MBA01AA923 | no data | no data | no data | no data | GATE VALVE | MBSHIVL | LP-01225 | no data | no data | AC | 1" | no data
01MBA01AA924 | no data | no data | no data | no data | GATE VALVE | MBSHIVL | LP-01225 | no data | no data | AC | 1" | no data
01MBA01AA925 | no data | no data | no data | no data | GATE VALVE | MBSHIVL | LP-01225 | no data | no data | AC | 1" | no data
01MBA01AA931 | no data | no data | no data | no data | GATE VALVE | MBSHIVL | LP-01207 | no data | no data | EG | 1-1/2" | no data
01MBA01AA932 | no data | no data | no data | no data | GATE VALVE | MBSHIVL | LP-01207 | no data | no data | EG | 1-1/2" | no data
01MBA01AA941 | no data | no data | no data | no data | GATE VALVE | MBSHIVL | LP-01225 | no data | no data | AC | 1" | no data
01MBA01AA942 | no data | no data | no data | no data | GATE VALVE | MBSHIVL | LP-01225 | no data | no data | AC | 1" | no data
01MBA11AA801 | no data | no data | no data | no data | GATE VALVE | MBSHIVL | LP-01220 | no data | no data | AR | 3/4" | no data
01MBA11AA802 | no data | no data | no data | no data | GATE VALVE | MBSHIVL | LP-01220 | no data | no data | AR | 3/4" | no data
01MBA11AA803 | no data | no data | no data | no data | GATE VALVE | MBSHIVL | LP-01220 | no data | no data | AR | 3/4" | no data
01MBA11AA804 | no data | no data | no data | no data | GATE VALVE | MBSHIVL | LP-01220 | no data | no data | AR | 3/4" | no data
01MBH01AA001 | no data | no data | no data | no data | NEEDLE VALVE | MBSHIVL | LP-01211 | no data | no data | AC | 2" | no data
01MBH01AA121 | no data | no data | no data | no data | NEEDLE VALVE | MBSHIVL | LP-01211 | no data | no data | AC | 2" | no data
01MBH01AA821 | no data | no data | no data | no data | GATE VALVE | MBSHIVL | LP-01211 | no data | no data | AC | 3/4" | no data
01MBH01AA826 | no data | no data | no data | no data | GATE VALVE | MBSHIVL | LP-01211 | no data | no data | AC | 3/4" | no data
01MBH01AA901 | no data | no data | no data | no data | GATE VALVE | MBSHIVL | LP-01225 | no data | no data | AC | 1" | no data
01MBH01AA902 | no data | no data | no data | no data | GATE VALVE | MBSHIVL | LP-01225 | no data | no data | AC | 1" | no data
01MBH01AA903 | no data | no data | no data | no data | GATE VALVE | MBSHIVL | LP-01225 | no data | no data | AC | 1" | no data
01MBH01AA904 | no data | no data | no data | no data | GATE VALVE | MBSHIVL | LP-01225 | no data | no data | AC | 1" | no data
01MBH01AA921 | no data | no data | no data | no data | GATE VALVE | MBSHIVL | LP-01217 | no data | no data | AC | 1" | no data
01MBH01AA922 | no data | no data | no data | no data | GATE VALVE | MBSHIVL | LP-01217 | no data | no data | AC | 1" | no data
01MBH01AA941 | no data | no data | no data | no data | GATE VALVE | MBSHIVL | LP-01217 | no data | no data | AC | 1" | no data
01MBH01AA942 | no data | no data | no data | no data | GATE VALVE | MBSHIVL | LP-01217 | no data | no data | AC | 1" | no data
01MBH01AA943 | no data | no data | no data | no data | GATE VALVE | MBSHIVL | LP-01217 | no data | no data | AC | 1" | no data
01MBH01AA944 | no data | no data | no data | no data | GATE VALVE | MBSHIVL | LP-01217 | no data | no data | AC | 1" | no data
01MBH02AA903 | no data | no data | no data | no data | GATE VALVE | MBSHIVL | LP-01225 | no data | no data | AC | 1" | no data
01MBH02AA904 | no data | no data | no data | no data | GATE VALVE | MBSHIVL | LP-01225 | no data | no data | AC | 1" | no data
01MBH02AA905 | no data | no data | no data | no data | GATE VALVE | MBSHIVL | LP-01225 | no data | no data | AC | 1" | no data
01MBH02AA906 | no data | no data | no data | no data | GATE VALVE | MBSHIVL | LP-01225 | no data | no data | AC | 1" | no data
01MBH02AA907 | no data | no data | no data | no data | GATE VALVE | MBSHIVL | LP-01225 | no data | no data | AC | 1" | no data
01MBH02AA908 | no data | no data | no data | no data | GATE VALVE | MBSHIVL | LP-01225 | no data | no data | AC | 1" | no data
01MBH02AA910 | no data | no data | no data | no data | GATE VALVE | MBSHIVL | LP-01225 | no data | no data | AC | 1" | no data
01MBH02AA911 | no data | no data | no data | no data | GATE VALVE | MBSHIVL | LP-01225 | no data | no data | AC | 1" | no data
01MBH03AA911 | no data | no data | no data | no data | GATE VALVE | MBSHIVL | LP-01225 | no data | no data | AC | 1" | no data
01MBH03AA912 | no data | no data | no data | no data | GATE VALVE | MBSHIVL | LP-01225 | no data | no data | AC | 1" | no data
01MBH04AA811 | no data | no data | no data | no data | GATE VALVE | MBSHIVL | LP-01217 | no data | no data | AC | 2" | no data
01MBH04AA812 | no data | no data | no data | no data | GATE VALVE | MBSHIVL | LP-01217 | no data | no data | AC | 2" | no data
01MBH04AA813 | no data | no data | no data | no data | GATE VALVE | MBSHIVL | LP-01217 | no data | no data | AC | 2" | no data
01MBH04AA814 | no data | no data | no data | no data | GATE VALVE | MBSHIVL | LP-01217 | no data | no data | AC | 2" | no data
01MBH04AA815 | no data | no data | no data | no data | GATE VALVE | MBSHIVL | LP-01217 | no data | no data | AC | 2" | no data
01MBH04AA816 | no data | no data | no data | no data | GATE VALVE | MBSHIVL | LP-01217 | no data | no data | AC | 2" | no data
01MBH04AA901 | no data | no data | no data | no data | GATE VALVE | MBSHIVL | LP-01225 | no data | no data | AC | 1" | no data
01MBH04AA902 | no data | no data | no data | no data | GATE VALVE | MBSHIVL | LP-01225 | no data | no data | AC | 1" | no data
01MBH04AA911 | no data | no data | no data | no data | GATE VALVE | MBSHIVL | LP-01217 | no data | no data | AC | 1" | no data
01MBH04AA912 | no data | no data | no data | no data | GATE VALVE | MBSHIVL | LP-01217 | no data | no data | AC | 1" | no data
01MBH04AA913 | no data | no data | no data | no data | GATE VALVE | MBSHIVL | LP-01217 | no data | no data | AC | 1" | no data
01MBH04AA914 | no data | no data | no data | no data | GATE VALVE | MBSHIVL | LP-01217 | no data | no data | AC | 1" | no data
01MBH04AA915 | no data | no data | no data | no data | GATE VALVE | MBSHIVL | LP-01217 | no data | no data | AC | 1" | no data
01MBH04AA916 | no data | no data | no data | no data | GATE VALVE | MBSHIVL | LP-01217 | no data | no data | AC | 1" | no data
01MBH04AA917 | no data | no data | no data | no data | GATE VALVE | MBSHIVL | LP-01217 | no data | no data | AC | 1" | no data
01MBH04AA918 | no data | no data | no data | no data | GATE VALVE | MBSHIVL | LP-01217 | no data | no data | AC | 1" | no data
01MBH04AA931 | no data | no data | no data | no data | GATE VALVE | MBSHIVL | LP-01225 | no data | no data | AC | 1" | no data
01MBH04AA932 | no data | no data | no data | no data | GATE VALVE | MBSHIVL | LP-01225 | no data | no data | AC | 1" | no data
01MBH05AA141 | no data | no data | no data | no data | GATE VALVE | MBSHIVL | LP-01214 | no data | no data | AC | 3" | no data
01MBH05AA142 | no data | no data | no data | no data | GLOBE VALVE | MBSHIVL | LP-01214 | no data | no data | AC | 3" | no data
01MBH05AA143 | no data | no data | no data | no data | GATE VALVE | MBSHIVL | LP-01214 | no data | no data | AC | 3" | no data
01MBH05AA144 | no data | no data | no data | no data | GATE VALVE | MBSHIVL | LP-01215 | no data | no data | AC | 3/4" | no data
01MBH05AA145 | no data | no data | no data | no data | GATE VALVE | MBSHIVL | LP-01214 | no data | no data | AC | 3/4" | no data
01MBH05AA146 | no data | no data | no data | no data | GATE VALVE | MBSHIVL | LP-01214 | no data | no data | AC | 3/4" | no data
01MBH05AA147 | no data | no data | no data | no data | BALL VALVE | MBSHIVL | LP-01214 | no data | no data | AC | 10" | no data
01MBH05AA210 | no data | no data | no data | no data | CHECK VALVE | MBSHIVL | LP-01207 | no data | no data | GF | 3" | no data
01MBH05AA803 | no data | no data | no data | no data | GATE VALVE | MBSHIVL | LP-01215 | no data | no data | AC | 2" | no data
01MBH05AA804 | no data | no data | no data | no data | GATE VALVE | MBSHIVL | LP-01215 | no data | no data | AC | 2" | no data
01MBH05AA805 | no data | no data | no data | no data | GATE VALVE | MBSHIVL | LP-01215 | no data | no data | AC | 2" | no data
01MBH05AA806 | no data | no data | no data | no data | GATE VALVE | MBSHIVL | LP-01215 | no data | no data | AC | 2" | no data
01MBH05AA807 | no data | no data | no data | no data | GATE VALVE | MBSHIVL | LP-01215 | no data | no data | AC | 2" | no data
01MBH05AA808 | no data | no data | no data | no data | GATE VALVE | MBSHIVL | LP-01215 | no data | no data | AC | 2" | no data
01MBH05AA833 | no data | no data | no data | no data | GATE VALVE | MBSHIVL | LP-01215 | no data | no data | AC | 2" | no data
01MBH05AA834 | no data | no data | no data | no data | GATE VALVE | MBSHIVL | LP-01215 | no data | no data | AC | 2" | no data
01MBH05AA835 | no data | no data | no data | no data | GATE VALVE | MBSHIVL | LP-01215 | no data | no data | AC | 2" | no data
01MBH05AA836 | no data | no data | no data | no data | GATE VALVE | MBSHIVL | LP-01215 | no data | no data | AC | 2" | no data
01MBH05AA837 | no data | no data | no data | no data | GATE VALVE | MBSHIVL | LP-01215 | no data | no data | AC | 2" | no data
01MBH05AA838 | no data | no data | no data | no data | GATE VALVE | MBSHIVL | LP-01215 | no data | no data | AC | 2" | no data
01MBH05AA901 | no data | no data | no data | no data | GATE VALVE | MBSHIVL | LP-01215 | no data | no data | AC | 1" | no data
01MBH05AA902 | no data | no data | no data | no data | GATE VALVE | MBSHIVL | LP-01215 | no data | no data | AC | 1" | no data
01MBH05AA903 | no data | no data | no data | no data | GATE VALVE | MBSHIVL | LP-01215 | no data | no data | AC | 1" | no data
01MBH05AA904 | no data | no data | no data | no data | GATE VALVE | MBSHIVL | LP-01215 | no data | no data | AC | 1" | no data
01MBH05AA905 | no data | no data | no data | no data | GATE VALVE | MBSHIVL | LP-01215 | no data | no data | AC | 1" | no data
01MBH05AA906 | no data | no data | no data | no data | GATE VALVE | MBSHIVL | LP-01215 | no data | no data | AC | 1" | no data
01MBH05AA907 | no data | no data | no data | no data | GATE VALVE | MBSHIVL | LP-01215 | no data | no data | AC | 1" | no data
01MBH05AA908 | no data | no data | no data | no data | GATE VALVE | MBSHIVL | LP-01215 | no data | no data | AC | 1" | no data
01MBH05AA909 | no data | no data | no data | no data | GATE VALVE | MBSHIVL | LP-01215 | no data | no data | AC | 1" | no data
01MBH05AA910 | no data | no data | no data | no data | GATE VALVE | MBSHIVL | LP-01215 | no data | no data | AC | 1" | no data
01MBH05AA915 | no data | no data | no data | no data | GATE VALVE | MBSHIVL | LP-01215 | no data | no data | AC | 1" | no data
01MBH05AA917 | no data | no data | no data | no data | GATE VALVE | MBSHIVL | LP-01215 | no data | no data | AC | 1" | no data
01MBH05AA918 | no data | no data | no data | no data | GATE VALVE | MBSHIVL | LP-01215 | no data | no data | AC | 1" | no data
01MBH06AA806 | no data | no data | no data | no data | GATE VALVE | MBSHIVL | LP-01218 | no data | no data | AC | 1/2" | no data
01MBH06AA807 | no data | no data | no data | no data | GATE VALVE | MBSHIVL | LP-01218 | no data | no data | AC | 1/2" | no data
01MBH06AA808 | no data | no data | no data | no data | GATE VALVE | MBSHIVL | LP-01218 | no data | no data | AC | 1/2" | no data
01MBH06AA809 | no data | no data | no data | no data | GATE VALVE | MBSHIVL | LP-01218 | no data | no data | AC | 1/2" | no data
01MBH06AA814 | no data | no data | no data | no data | GATE VALVE | MBSHIVL | LP-01219 | no data | no data | AC | 3/4" | no data
01MBH06AA815 | no data | no data | no data | no data | GATE VALVE | MBSHIVL | LP-01219 | no data | no data | AC | 3/4" | no data
01MBH06AA816 | no data | no data | no data | no data | GATE VALVE | MBSHIVL | LP-01219 | no data | no data | AC | 3/4" | no data
01MBH06AA817 | no data | no data | no data | no data | GATE VALVE | MBSHIVL | LP-01219 | no data | no data | AC | 3/4" | no data
01MBH06AA818 | no data | no data | no data | no data | GATE VALVE | MBSHIVL | LP-01219 | no data | no data | AC | 3/4" | no data
01MBH06AA824 | no data | no data | no data | no data | GATE VALVE | MBSHIVL | LP-01218 | no data | no data | AC | 3/4" | no data
01MBH06AA825 | no data | no data | no data | no data | GATE VALVE | MBSHIVL | LP-01219 | no data | no data | AC | 3/4" | no data
01MBH06AA826 | no data | no data | no data | no data | GATE VALVE | MBSHIVL | LP-01218 | no data | no data | AC | 3/4" | no data
01MBH06AA827 | no data | no data | no data | no data | GATE VALVE | MBSHIVL | LP-01218 | no data | no data | AC | 1/2" | no data
01MBH06AA828 | no data | no data | no data | no data | GATE VALVE | MBSHIVL | LP-01218 | no data | no data | AC | 1/2" | no data
01MBH06AA830 | no data | no data | no data | no data | GATE VALVE | MBSHIVL | LP-01218 | no data | no data | AC | 1/2" | no data
01MBH06AA831 | no data | no data | no data | no data | GATE VALVE | MBSHIVL | LP-01218 | no data | no data | AC | 1/2" | no data
01MBH06AA832 | no data | no data | no data | no data | GATE VALVE | MBSHIVL | LP-01218 | no data | no data | AC | 1/2" | no data
01MBH06AA833 | no data | no data | no data | no data | GATE VALVE | MBSHIVL | LP-01218 | no data | no data | AC | 1/2" | no data
01MBH06AA841 | no data | no data | no data | no data | GATE VALVE | MBSHIVL | LP-01218 | no data | no data | AC | 8" | no data
01MBH06AA842 | no data | no data | no data | no data | CHECK VALVE | MBSHIVL | LP-01218 | no data | no data | AC | 8" | no data
01MBH06AA843 | no data | no data | no data | no data | GATE VALVE | MBSHIVL | LP-01218 | no data | no data | AC | 8" | no data
01MBH06AA844 | no data | no data | no data | no data | GATE VALVE | MBSHIVL | LP-01218 | no data | no data | AC | 8" | no data
01MBH06AA845 | no data | no data | no data | no data | GATE VALVE | MBSHIVL | LP-01218 | no data | no data | AC | 1/2" | no data
01MBH06AA846 | no data | no data | no data | no data | GATE VALVE | MBSHIVL | LP-01218 | no data | no data | AC | 1/2" | no data
01MBH06AA847 | no data | no data | no data | no data | GATE VALVE | MBSHIVL | LP-01218 | no data | no data | AC | 1/2" | no data
01MBH06AA850 | no data | no data | no data | no data | CHECK VALVE | MBSHIVL | LP-01218 | no data | no data | AC | 8" | no data
01MBH06AA851 | no data | no data | no data | no data | CHECK VALVE | MBSHIVL | LP-01218 | no data | no data | AC | 8" | no data
01MBH06AA861 | no data | no data | no data | no data | GATE VALVE | MBSHIVL | LP-01218 | no data | no data | AC | 2" | no data
01MBH06AA862 | no data | no data | no data | no data | GATE VALVE | MBSHIVL | LP-01218 | no data | no data | AC | 2" | no data
01MBH06AA863 | no data | no data | no data | no data | GATE VALVE | MBSHIVL | LP-01218 | no data | no data | AC | 2" | no data
01MBH06AA864 | no data | no data | no data | no data | GATE VALVE | MBSHIVL | LP-01218 | no data | no data | AC | 2" | no data
01MBH06AA865 | no data | no data | no data | no data | GATE VALVE | MBSHIVL | LP-01218 | no data | no data | AC | 2" | no data
01MBH06AA866 | no data | no data | no data | no data | GATE VALVE | MBSHIVL | LP-01218 | no data | no data | AC | 2" | no data
01MBH06AA871 | no data | no data | no data | no data | GATE VALVE | MBSHIVL | LP-01218 | no data | no data | AC | 8" | no data
01MBH06AA872 | no data | no data | no data | no data | CHECK VALVE | MBSHIVL | LP-01218 | no data | no data | AC | 8" | no data
01MBH06AA873 | no data | no data | no data | no data | GATE VALVE | MBSHIVL | LP-01218 | no data | no data | AC | 8" | no data
01MBH06AA874 | no data | no data | no data | no data | GATE VALVE | MBSHIVL | LP-01218 | no data | no data | AC | 8" | no data
01MBH06AA875 | no data | no data | no data | no data | GATE VALVE | MBSHIVL | LP-01218 | no data | no data | AC | 1/2" | no data
01MBH06AA876 | no data | no data | no data | no data | GATE VALVE | MBSHIVL | LP-01218 | no data | no data | AC | 1/2" | no data
01MBH06AA877 | no data | no data | no data | no data | GATE VALVE | MBSHIVL | LP-01218 | no data | no data | AC | 1/2" | no data
01MBH06AA881 | no data | no data | no data | no data | GATE VALVE | MBSHIVL | LP-01218 | no data | no data | AC | 1" | no data
01MBH06AA882 | no data | no data | no data | no data | GATE VALVE | MBSHIVL | LP-01218 | no data | no data | AC | 1" | no data
01MBH06AA890 | no data | no data | no data | no data | CHECK VALVE | MBSHIVL | LP-01218 | no data | no data | AC | 8" | no data
01MBH06AA891 | no data | no data | no data | no data | GATE VALVE | MBSHIVL | LP-01218 | no data | no data | AC | 8" | no data
01MBH06AA892 | no data | no data | no data | no data | CHECK VALVE | MBSHIVL | LP-01218 | no data | no data | AC | 8" | no data
01MBH06AA893 | no data | no data | no data | no data | GATE VALVE | MBSHIVL | LP-01218 | no data | no data | AC | 8" | no data
01MBH06AA901 | no data | no data | no data | no data | GATE VALVE | MBSHIVL | LP-01218 | no data | no data | AC | 1" | no data
01MBH06AA902 | no data | no data | no data | no data | GATE VALVE | MBSHIVL | LP-01218 | no data | no data | AC | 1" | no data
01MBH06AA903 | no data | no data | no data | no data | GATE VALVE | MBSHIVL | LP-01218 | no data | no data | AC | 1" | no data
01MBH06AA904 | no data | no data | no data | no data | GATE VALVE | MBSHIVL | LP-01218 | no data | no data | AC | 1" | no data
01MBH06AA905 | no data | no data | no data | no data | GATE VALVE | MBSHIVL | LP-01218 | no data | no data | AC | 1" | no data
01MBH06AA906 | no data | no data | no data | no data | GATE VALVE | MBSHIVL | LP-01218 | no data | no data | AC | 1" | no data
01MBH06AA909 | no data | no data | no data | no data | GATE VALVE | MBSHIVL | LP-01218 | no data | no data | AC | 1" | no data
01MBH06AA910 | no data | no data | no data | no data | GATE VALVE | MBSHIVL | LP-01218 | no data | no data | AC | 1" | no data
01MBH06AA911 | no data | no data | no data | no data | GATE VALVE | MBSHIVL | LP-01218 | no data | no data | AC | 1" | no data
01MBH06AA912 | no data | no data | no data | no data | GATE VALVE | MBSHIVL | LP-01218 | no data | no data | AC | 1" | no data
01MBH06AA926 | no data | no data | no data | no data | GATE VALVE | MBSHIVL | LP-01218 | no data | no data | AC | 1" | no data
01MBL01AA801 | no data | no data | no data | no data | NEEDLE VALVE | MBSHIVL | LP-01220 | no data | no data | AR | 1/2" | no data
01MBL01AA802 | no data | no data | no data | no data | NEEDLE VALVE | MBSHIVL | LP-01220 | no data | no data | AR | 1/2" | no data
01MBL01AA803 | no data | no data | no data | no data | NEEDLE VALVE | MBSHIVL | LP-01220 | no data | no data | AR | 1/2" | no data
01MBL01AA804 | no data | no data | no data | no data | NEEDLE VALVE | MBSHIVL | LP-01220 | no data | no data | AR | 1/2" | no data
01MBL01AA805 | no data | no data | no data | no data | NEEDLE VALVE | MBSHIVL | LP-01220 | no data | no data | AR | 1/2" | no data
01MBL01AA806 | no data | no data | no data | no data | NEEDLE VALVE | MBSHIVL | LP-01220 | no data | no data | AR | 1/2" | no data
01MBL01AA807 | no data | no data | no data | no data | NEEDLE VALVE | MBSHIVL | LP-01220 | no data | no data | AR | 1/2" | no data
01MBL01AA808 | no data | no data | no data | no data | NEEDLE VALVE | MBSHIVL | LP-01220 | no data | no data | AR | 1/2" | no data
01MBL01AA809 | no data | no data | no data | no data | NEEDLE VALVE | MBSHIVL | LP-01220 | no data | no data | AR | 1/2" | no data
01MBL01AA811 | no data | no data | no data | no data | NEEDLE VALVE | MBSHIVL | LP-01216 | no data | no data | AC | 1/8" | no data
01MBL03AA811 | no data | no data | no data | no data | GLOBE VALVE | MBSHIVL | LP-01222 | no data | no data | AC | 3/4" | no data
01MBL03AA901 | no data | no data | no data | no data | GATE VALVE | MBSHIVL | LP-01222 | no data | no data | AC | 1" | no data
01MBL03AA903 | no data | no data | no data | no data | GATE VALVE | MBSHIVL | LP-01222 | no data | no data | AC | 1" | no data
01MBL03AA904 | no data | no data | no data | no data | GATE VALVE | MBSHIVL | LP-01222 | no data | no data | AC | 1" | no data
01MBL03AA905 | no data | no data | no data | no data | GATE VALVE | MBSHIVL | LP-01222 | no data | no data | AC | 1" | no data
01MBL03AA921 | no data | no data | no data | no data | GATE VALVE | MBSHIVL | LP-01222 | no data | no data | AC | 1" | no data
01MBL03AA922 | no data | no data | no data | no data | GATE VALVE | MBSHIVL | LP-01222 | no data | no data | AC | 1" | no data
01MBL03AA923 | no data | no data | no data | no data | GATE VALVE | MBSHIVL | LP-01222 | no data | no data | AC | 1" | no data
01MBL03AA924 | no data | no data | no data | no data | GATE VALVE | MBSHIVL | LP-01222 | no data | no data | AC | 1" | no data
01MBL03AA931 | no data | no data | no data | no data | GATE VALVE | MBSHIVL | LP-01222 | no data | no data | AC | 1" | no data
01MBL03AA932 | no data | no data | no data | no data | GATE VALVE | MBSHIVL | LP-01222 | no data | no data | AC | 1" | no data
01MBL03AA933 | no data | no data | no data | no data | GATE VALVE | MBSHIVL | LP-01222 | no data | no data | AC | 1" | no data
01MBL03AA934 | no data | no data | no data | no data | GATE VALVE | MBSHIVL | LP-01222 | no data | no data | AC | 1" | no data
01MBP01AA801 | UNIT 1 GAS FLOW METER PRESSURE TRANSMITTER ISOLATION | no data | UNIT 1 GT HEADER | no data | BALL VALVE | FGS | LP-01200 | OPEN | no data | GF | 1/2" | no data
01MBP01AA802 | UNIT 1 GAS FLOW METER PRESSURE TRANSMITTER ISOLATION | no data | UNIT 1 GT HEADER | no data | BALL VALVE | FGS | LP-01200 | OPEN | no data | GF | 1/2" | no data
01MBP01AA820 | UPPER TRANSMITTER ISOLATION 01MBP01CL121 | no data | UNIT 1 GT HEADER | no data | GATE VALVE | FGS | LP-01201 | OPEN | no data | GF | 2" | no data
01MBP01AA821 | LOWER TRANSMITTER ISOLATION 01MBP01CL121 | no data | UNIT 1 GT HEADER | no data | GATE VALVE | FGS | LP-01201 | OPEN | no data | GF | 2" | no data
01MBP01AA822 | UPPER TRANSMITTER ISOLATION 01MBPCL122 | no data | UNIT 1 GT HEADER | no data | GATE VALVE | FGS | LP-01201 | OPEN | no data | GF | 2" | no data
01MBP01AA823 | LOWER TRANSMITTER ISOLATION 01MBPCL122 | no data | UNIT 1 GT HEADER | no data | GATE VALVE | FGS | LP-01201 | OPEN | no data | GF | 2" | no data
01MBP01AA830 | UPPER TRANSMITTER ISOLATION 01MBP01CL131 | no data | UNIT 1 GT HEADER | no data | GATE VALVE | FGS | LP-01201 | OPEN | no data | GF | 2" | no data
01MBP01AA831 | LOWER TRANSMITTER ISOLATION 01MBP01CL131 | no data | UNIT 1 GT HEADER | no data | GATE VALVE | FGS | LP-01201 | OPEN | no data | GF | 2" | no data
01MBP01AA832 | UPPER TRANSMITTER ISOLATION 01MBPCL132 | no data | UNIT 1 GT HEADER | no data | GATE VALVE | FGS | LP-01201 | OPEN | no data | GF | 2" | no data
01MBP01AA833 | LOWER TRANSMITTER ISOLATION 01MBPCL132 | no data | UNIT 1 GT HEADER | no data | GATE VALVE | FGS | LP-01201 | OPEN | no data | GF | 2" | no data
01MBP01AA842 | UNIT 1 FILTER DP HIGH SIDE ISOLATION | no data | UNIT 1 GT HEADER | no data | GATE VALVE | FGS | LP-01202 | OPEN | no data | GF | 1" | no data
01MBP01AA843 | UNIT 1 FILTER DP HIGH SIDE ISOLATION | no data | UNIT 1 GT HEADER | no data | GATE VALVE | FGS | LP-01202 | OPEN | no data | GF | 1" | no data
01MBP01AA844 | UNIT 1 FILTER DP LOW SIDE ISOLATION | no data | UNIT 1 GT HEADER | no data | GATE VALVE | FGS | LP-01202 | OPEN | no data | GF | 1" | no data
01MBP01AA845 | UNIT 1 FILTER DP LOW SIDE ISOLATION | no data | UNIT 1 GT HEADER | no data | GATE VALVE | FGS | LP-01202 | OPEN | no data | GF | 1" | no data
01MBP01AA903 | no data | no data | no data | no data | GATE VALVE | MBSHIVL | LP-01225 | no data | no data | EG | 2" | no data
01MBP01AA904 | no data | no data | no data | no data | GATE VALVE | MBSHIVL | LP-01225 | no data | no data | EG | 2" | no data
01MBP01AA907 | UNIT 1 FILTER NITROGEN PURGE/DRAIN | no data | UNIT 1 GT HEADER | no data | GATE VALVE | FGS | LP-01202 | CLOSED | no data | GF | 1" | no data
01MBP01AA908 | UNIT 1 FILTER NITROGEN PURGE/DRAIN | no data | UNIT 1 GT HEADER | no data | GATE VALVE | FGS | LP-01202 | CLOSED | no data | GF | 1" | no data
01MBP01AA909 | UNIT 1 FILTER NITROGEN PURGE/DRAIN | no data | UNIT 1 GT HEADER | no data | GATE VALVE | FGS | LP-01202 | CLOSED | no data | GF | 1" | no data
01MBP01AA910 | UNIT 1 FILTER NITROGEN PURGE/DRAIN | no data | UNIT 1 GT HEADER | no data | GATE VALVE | FGS | LP-01202 | CLOSED | no data | GF | 1" | no data
01MBP01AA911 | UNIT 1 FILTER NITROGEN PURGE/DRAIN | no data | UNIT 1 GT HEADER | no data | GATE VALVE | FGS | LP-01202 | CLOSED | no data | GF | 1" | no data
01MBP01AA912 | UNIT 1 FILTER NITROGEN PURGE/DRAIN | no data | UNIT 1 GT HEADER | no data | GATE VALVE | FGS | LP-01202 | CLOSED | no data | GF | 1" | no data
01MBP01AA922 | UPPER ISOLTION FOR VESSEL LEVEL TRANSMITTER | no data | UNIT 1 GT HEADER | no data | GATE VALVE | FGS | LP-01201 | OPEN | no data | GF | 3" | no data
01MBP01AA924 | LOWER ISOLTION FOR VESSEL LEVEL TRANSMITTER | no data | UNIT 1 GT HEADER | no data | GATE VALVE | FGS | LP-01201 | OPEN | no data | GF | 3" | no data
01MBP01AA932 | UPPER ISOLTION FOR VESSEL LEVEL TRANSMITTER | no data | UNIT 1 GT HEADER | no data | GATE VALVE | FGS | LP-01201 | OPEN | no data | GF | 3" | no data
01MBP01AA934 | LOWER ISOLTION FOR VESSEL LEVEL TRANSMITTER | no data | UNIT 1 GT HEADER | no data | GATE VALVE | FGS | LP-01201 | OPEN | no data | GF | 3" | no data
01MBP02AA801 | UNIT 1 GAS SUPPLY PRESSURE TRANSMITTER 01MBP02CP101 ISOLATION | no data | UNIT 1 GT HEADER | no data | GATE VALVE | FGS | LP-01203 | OPEN | no data | GF | 3/4" | no data
01MBP02AA802 | UNIT 1 GAS SUPPLY PRESSURE TRANSMITTER 01MBP02CP101 ISOLATION | no data | UNIT 1 GT HEADER | no data | GATE VALVE | FGS | LP-01203 | OPEN | no data | GF | 3/4" | no data
01MBP02AA803 | UNIT 1 GAS SUPPLY PRESSURE TRANSMITTER 01MBP02CP102 ISOLATION | no data | UNIT 1 GT HEADER | no data | GATE VALVE | FGS | LP-01203 | OPEN | no data | GF | 3/4" | no data
01MBP02AA804 | UNIT 1 GAS SUPPLY PRESSURE TRANSMITTER 01MBP02CP102 ISOLATION | no data | UNIT 1 GT HEADER | no data | GATE VALVE | FGS | LP-01203 | OPEN | no data | GF | 3/4" | no data
01MBP02AA805 | UNIT 1 GAS SUPPLY PRESSURE TRANSMITTER 01MBP02CP103 ISOLATION | no data | UNIT 1 GT HEADER | no data | GATE VALVE | FGS | LP-01203 | OPEN | no data | GF | 3/4" | no data
01MBP02AA806 | UNIT 1 GAS SUPPLY PRESSURE TRANSMITTER 01MBP02CP103 ISOLATION | no data | UNIT 1 GT HEADER | no data | GATE VALVE | FGS | LP-01203 | OPEN | no data | GF | 3/4" | no data
01MBP02AA807 | UNIT 1 GAS HEADER INLET PRESSURE TRANSMITTER 01MBP02CP141 ISOLATION | no data | UNIT 1 GT HEADER | no data | GATE VALVE | FGS | LP-01203 | OPEN | no data | GF | 3/4" | no data
01MBP02AA808 | UNIT 1 GAS HEADER INLET PRESSURE TRANSMITTER 01MBP02CP141 ISOLATION | no data | UNIT 1 GT HEADER | no data | GATE VALVE | FGS | LP-01203 | OPEN | no data | GF | 3/4" | no data
01MBP03AA811 | UNIT 1 PILOT "A" PRESSURE TRANSMITTER 01MBP03CP126 ISOLATION | no data | UNIT 1 GT HEADER | no data | GATE VALVE | FGS | LP-01207 | OPEN | no data | GF | 3/4" | no data
01MBP03AA812 | UNIT 1 PILOT "A" PRESSURE TRANSMITTER 01MBP03CP126 ISOLATION | no data | UNIT 1 GT HEADER | no data | GATE VALVE | FGS | LP-01207 | OPEN | no data | GF | 3/4" | no data
01MBP03AA815 | UNIT 1 PILOT "A" DP TRANSMITTER 01MBP03CP501 HIGH SIDE ISOLATION | no data | UNIT 1 GT HEADER | no data | GATE VALVE | FGS | LP-01207 | OPEN | no data | GF | 1" | no data
01MBP03AA816 | UNIT 1 PILOT "A" DP TRANSMITTER 01MBP03CP501 HIGH SIDE ISOLATION | no data | UNIT 1 GT HEADER | no data | GATE VALVE | FGS | LP-01207 | OPEN | no data | GF | 1" | no data
01MBP03AA817 | UNIT 1 PILOT "A" DP TRANSMITTER 01MBP03CP501 LOW SIDE ISOLATION | no data | UNIT 1 GT HEADER | no data | GATE VALVE | FGS | LP-01207 | OPEN | no data | GF | 1" | no data
01MBP03AA818 | UNIT 1 PILOT "A" DP TRANSMITTER 01MBP03CP501 LOW SIDE ISOLATION | no data | UNIT 1 GT HEADER | no data | GATE VALVE | FGS | LP-01207 | OPEN | no data | GF | 1" | no data
01MBP03AA821 | UNIT 1 MAIN "A" PRESSURE TRANSMITTER 01MBP03CP136 ISOLATION | no data | UNIT 1 GT HEADER | no data | GATE VALVE | FGS | LP-01205 | OPEN | no data | GF | 3/4" | no data
01MBP03AA822 | UNIT 1 MAIN "A" PRESSURE TRANSMITTER 01MBP03CP136 ISOLATION | no data | UNIT 1 GT HEADER | no data | GATE VALVE | FGS | LP-01205 | OPEN | no data | GF | 3/4" | no data
01MBP03AA825 | UNIT 1 MAIN "A" DP TRANSMITTER 01MBP03CP521 HIGH SIDE ISOLATION | no data | UNIT 1 GT HEADER | no data | GATE VALVE | FGS | LP-01205 | OPEN | no data | GF | 1" | no data
01MBP03AA826 | UNIT 1 MAIN "A" DP TRANSMITTER 01MBP03CP521 HIGH SIDE ISOLATION | no data | UNIT 1 GT HEADER | no data | GATE VALVE | FGS | LP-01205 | OPEN | no data | GF | 1" | no data
01MBP03AA827 | UNIT 1 MAIN "A" DP TRANSMITTER 01MBP03CP521 LOW SIDE ISOLATION | no data | UNIT 1 GT HEADER | no data | GATE VALVE | FGS | LP-01205 | OPEN | no data | GF | 1" | no data
01MBP03AA828 | UNIT 1 MAIN "A" DP TRANSMITTER 01MBP03CP521 LOW SIDE ISOLATION | no data | UNIT 1 GT HEADER | no data | GATE VALVE | FGS | LP-01205 | OPEN | no data | GF | 1" | no data
01MBP03AA831 | UNIT 1 MAIN "B" PRESSURE TRANSMITTER 01MBP03CP146 ISOLATION | no data | UNIT 1 GT HEADER | no data | GATE VALVE | FGS | LP-01206 | OPEN | no data | GF | 3/4" | no data
01MBP03AA832 | UNIT 1 MAIN "B" PRESSURE TRANSMITTER 01MBP03CP146 ISOLATION | no data | UNIT 1 GT HEADER | no data | GATE VALVE | FGS | LP-01206 | OPEN | no data | GF | 3/4" | no data
01MBP03AA835 | UNIT 1 MAIN "B" DP TRANSMITTER 01MBP03CP531 HIGH SIDE ISOLATION | no data | UNIT 1 GT HEADER | no data | GATE VALVE | FGS | LP-01206 | OPEN | no data | GF | 1" | no data
01MBP03AA836 | UNIT 1 MAIN "B" DP TRANSMITTER 01MBP03CP531 HIGH SIDE ISOLATION | no data | UNIT 1 GT HEADER | no data | GATE VALVE | FGS | LP-01206 | OPEN | no data | GF | 1" | no data
01MBP03AA837 | UNIT 1 MAIN "B" DP TRANSMITTER 01MBP03CP531 LOW SIDE ISOLATION | no data | UNIT 1 GT HEADER | no data | GATE VALVE | FGS | LP-01206 | OPEN | no data | GF | 1" | no data
01MBP03AA838 | UNIT 1 MAIN "B" DP TRANSMITTER 01MBP03CP531 LOW SIDE ISOLATION | no data | UNIT 1 GT HEADER | no data | GATE VALVE | FGS | LP-01206 | OPEN | no data | GF | 1" | no data
01MBP03AA841 | UNIT 1 PILOT "B" PRESSURE TRANSMITTER 01MBP03CP156 ISOLATION | no data | UNIT 1 GT HEADER | no data | GATE VALVE | FGS | LP-01208 | OPEN | no data | GF | 3/4" | no data
01MBP03AA842 | UNIT 1 PILOT "B" PRESSURE TRANSMITTER 01MBP03CP156 ISOLATION | no data | UNIT 1 GT HEADER | no data | GATE VALVE | FGS | LP-01208 | OPEN | no data | GF | 3/4" | no data
01MBP03AA845 | UNIT 1 PILOT "B" DP TRANSMITTER 01MBP03CP511 HIGH SIDE ISOLATION | no data | UNIT 1 GT HEADER | no data | GATE VALVE | FGS | LP-01208 | OPEN | no data | GF | 1" | no data
01MBP03AA846 | UNIT 1 PILOT "B" DP TRANSMITTER 01MBP03CP511 HIGH SIDE ISOLATION | no data | UNIT 1 GT HEADER | no data | GATE VALVE | FGS | LP-01208 | OPEN | no data | GF | 1" | no data
01MBP03AA847 | UNIT 1 PILOT "B" DP TRANSMITTER 01MBP03CP511 LOW SIDE ISOLATION | no data | UNIT 1 GT HEADER | no data | GATE VALVE | FGS | LP-01208 | OPEN | no data | GF | 1" | no data
01MBP03AA848 | UNIT 1 PILOT "B" DP TRANSMITTER 01MBP03CP511 LOW SIDE ISOLATION | no data | UNIT 1 GT HEADER | no data | GATE VALVE | FGS | LP-01208 | OPEN | no data | GF | 1" | no data
01MBP03AA851 | UNIT 1 PILOT TOPHAT PRESSURE TRANSMITTER 01MBP03CP166 ISOLATION | no data | UNIT 1 GT HEADER | no data | GATE VALVE | FGS | LP-01209 | OPEN | no data | GF | 3/4" | no data
01MBP03AA852 | UNIT 1 PILOT TOPHAT PRESSURE TRANSMITTER 01MBP03CP166 ISOLATION | no data | UNIT 1 GT HEADER | no data | GATE VALVE | FGS | LP-01209 | OPEN | no data | GF | 3/4" | no data
01MBP03AA855 | UNIT 1 PILOT TOPHAT DP TRANSMITTER 01MBP03CP541 HIGH SIDE ISOLATION | no data | UNIT 1 GT HEADER | no data | GATE VALVE | FGS | LP-01209 | OPEN | no data | GF | 1" | no data
01MBP03AA856 | UNIT 1 PILOT TOPHAT DP TRANSMITTER 01MBP03CP541 HIGH SIDE ISOLATION | no data | UNIT 1 GT HEADER | no data | GATE VALVE | FGS | LP-01209 | OPEN | no data | GF | 1" | no data
01MBP03AA857 | UNIT 1 PILOT TOPHAT DP TRANSMITTER 01MBP03CP541 LOW SIDE ISOLATION | no data | UNIT 1 GT HEADER | no data | GATE VALVE | FGS | LP-01209 | OPEN | no data | GF | 1" | no data
01MBP03AA858 | UNIT 1 PILOT TOPHAT DP TRANSMITTER 01MBP03CP541 LOW SIDE ISOLATION | no data | UNIT 1 GT HEADER | no data | GATE VALVE | FGS | LP-01209 | OPEN | no data | GF | 1" | no data
01MBP03AA900 | UNIT 1 PILOT "A" RING DRAIN | no data | UNIT 1 GT HEADER | no data | GATE VALVE | FGS | LP-01207 | CLOSED | no data | GF | 1" | no data
01MBP03AA901 | UNIT 1 PILOT "A" RING DRAIN | no data | UNIT 1 GT HEADER | no data | GATE VALVE | FGS | LP-01207 | CLOSED | no data | GF | 1" | no data
01MBP03AA910 | UNIT 1 MAIN "A" RING DRAIN | no data | UNIT 1 GT HEADER | no data | GATE VALVE | FGS | LP-01205 | CLOSED | no data | GF | 1" | no data
01MBP03AA911 | UNIT 1 MAIN "A" RING DRAIN | no data | UNIT 1 GT HEADER | no data | GATE VALVE | FGS | LP-01205 | CLOSED | no data | GF | 1" | no data
01MBP03AA920 | UNIT 1 MAIN "B" RING DRAIN | no data | UNIT 1 GT HEADER | no data | GATE VALVE | FGS | LP-01206 | CLOSED | no data | GF | 1" | no data
01MBP03AA921 | UNIT 1 MAIN "B" RING DRAIN | no data | UNIT 1 GT HEADER | no data | GATE VALVE | FGS | LP-01206 | CLOSED | no data | GF | 1" | no data
01MBP03AA930 | UNIT 1 PILOT "B" RING DRAIN | no data | UNIT 1 GT HEADER | no data | GATE VALVE | FGS | LP-01208 | CLOSED | no data | GF | 1" | no data
01MBP03AA931 | UNIT 1 PILOT "B" RING DRAIN | no data | UNIT 1 GT HEADER | no data | GATE VALVE | FGS | LP-01208 | CLOSED | no data | GF | 1" | no data
01MBP03AA940 | UNIT 1 PILOT TOPHAT RING DRAIN | no data | UNIT 1 GT HEADER | no data | GATE VALVE | FGS | LP-01209 | CLOSED | no data | GF | 1" | no data
01MBP03AA941 | UNIT 1 PILOT TOPHAT RING DRAIN | no data | UNIT 1 GT HEADER | no data | GATE VALVE | FGS | LP-01209 | CLOSED | no data | GF | 1" | no data
01MBR01AA803 | no data | no data | no data | no data | GATE VALVE | MBSHIVL | LP-01216 | no data | no data | EG | 3/4" | no data
01MBR01AA804 | no data | no data | no data | no data | GATE VALVE | MBSHIVL | LP-01216 | no data | no data | EG | 3/4" | no data
01MBR01AA805 | no data | no data | no data | no data | GATE VALVE | MBSHIVL | LP-01216 | no data | no data | EG | 3/4" | no data
01MBV01AA827 | no data | no data | no data | no data | GLOBE VALVE | MBSHIVL | LP-01192 | no data | no data | LO | 1" | no data
01MBV03AA811 | no data | no data | no data | no data | GLOBE VALVE | MBSHIVL | LP-01192 | no data | no data | AC | 1/4" | no data
01MBV03AA812 | no data | no data | no data | no data | GATE VALVE | MBSHIVL | LP-01192 | no data | no data | AC | 1/4" | no data
01MBV03AA813 | no data | no data | no data | no data | GATE VALVE | MBSHIVL | LP-01192 | no data | no data | AC | 1/4" | no data
01MBX01AA103 | U1 GT IGV Actuator Control Oil Inlet Valve | GT ENCLOSURE | no data | no data | GATE VALVE | MBSHIVL | LP-01197 | OPEN | CLOSED | OH | 1" | no data
01MBX01AA104 | U1 GT VV Actuator Control Oil Inlet Valve | U1 GT ENCLOSURE | no data | no data | GATE VALVE | MBSHIVL | LP-01197 | OPEN | CLOSED | OH | 1" | no data
01MBX01AA203 | U1 GT IGV Actuator Control Oil Outlet Valve | U1 GT ENCLOSURE | no data | no data | GATE VALVE | MBSHIVL | LP-01197 | OPEN | CLOSED | OH | 1" | no data
01MBX01AA204 | U1 GT VV Actuator Control Oil Outlet Valve | U1 GT ENCLOSURE | no data | no data | GATE VALVE | MBSHIVL | LP-01197 | OPEN | CLOSED | OH | 1" | no data
01MPV01AA002 | no data | no data | no data | no data | GLOBE VALVE | MBSHIVL | LP-01191 | no data | no data | LO | 1" | no data
01MPV01AA003 | no data | no data | no data | no data | BALL VALVE | MBSHIVL | LP-01191 | no data | no data | LO | 3" | no data
01MPV01AA004 | no data | no data | no data | no data | GATE VALVE | MBSHIVL | LP-01191 | no data | no data | LO | 3" | no data
01MPV01AA013 | no data | no data | no data | no data | GATE VALVE | MBSHIVL | LP-01191 | no data | no data | LO | 2-1/2" | no data
01MPV01AA101 | no data | no data | no data | no data | CHECK VALVE | MBSHIVL | LP-01191 | no data | no data | LO | 8" | no data
01MPV01AA102 | no data | no data | no data | no data | CHECK VALVE | MBSHIVL | LP-01191 | no data | no data | LO | 8" | no data
01MPV01AA104 | no data | no data | no data | no data | 3-WAY GLOBE VALVE | MBSHIVL | LP-01193 | no data | no data | LO | 8" | no data
01MPV01AA105 | no data | no data | no data | no data | 3-WAY GLOBE VALVE | MBSHIVL | LP-01193 | no data | no data | LO | 8" | no data
01MPV01AA106 | no data | no data | no data | no data | BALL VALVE | MBSHIVL | LP-01193 | no data | no data | LO | 1" | no data
01MPV01AA109 | no data | no data | no data | no data | NEEDLE VALVE | MBSHIVL | LP-01191 | no data | no data | LO | 1/2" | no data
01MPV01AA125 | Lube oil filter equalization valve |  | no data | no data | BALL VALVE | MBSHIVL | LP-01191 | OPEN | CLOSED | LO | 3/4" | no data
01MPV01AA401 | no data | no data | no data | no data | CHECK VALVE | MBSHIVL | LP-01191 | no data | no data | LO | 8" | no data
01MPV01AA501 | no data | no data | no data | no data | BALL VALVE | MBSHIVL | LP-01193 | no data | no data | LO | 4" | no data
01MPV01AA502 | no data | no data | no data | no data | BALL VALVE | MBSHIVL | LP-01193 | no data | no data | LO | 4" | no data
01MPV01AA503 | no data | no data | no data | no data | BALL VALVE | MBSHIVL | LP-01193 | no data | no data | LO | 4" | no data
01MPV01AA504 | no data | no data | no data | no data | BALL VALVE | MBSHIVL | LP-01193 | no data | no data | LO | 4" | no data
01MPV01AA801 | no data | no data | no data | no data | GLOBE VALVE | MBSHIVL | LP-01191 | no data | no data | LO | 3/4" | no data
01MPV01AA802 | no data | no data | no data | no data | GLOBE VALVE | MBSHIVL | LP-01191 | no data | no data | LO | 3/4" | no data
01MPV01AA803 | no data | no data | no data | no data | GATE VALVE | MBSHIVL | LP-01191 | no data | no data | LO | 2" | no data
01MPV01AA804 | no data | no data | no data | no data | GATE VALVE | MBSHIVL | LP-01191 | no data | no data | LO | 2" | no data
01MPV01AA813 | no data | no data | no data | no data | GLOBE VALVE | MBSHIVL | LP-01191 | no data | no data | LO | 3/4" | no data
01MPV01AA814 | no data | no data | no data | no data | GLOBE VALVE | MBSHIVL | LP-01191 | no data | no data | LO | 3/4" | no data
01MPV01AA815 | no data | no data | no data | no data | GLOBE VALVE | MBSHIVL | LP-01191 | no data | no data | LO | 3/4" | no data
01MPV01AA816 | no data | no data | no data | no data | GLOBE VALVE | MBSHIVL | LP-01191 | no data | no data | LO | 3/4" | no data
01MPV01AA817 | no data | no data | no data | no data | GLOBE VALVE | MBSHIVL | LP-01191 | no data | no data | LO | 3/4" | no data
01MPV01AA821 | no data | no data | no data | no data | GLOBE VALVE | MBSHIVL | LP-01191 | no data | no data | LO | 3/4" | no data
01MPV01AA822 | no data | no data | no data | no data | GLOBE VALVE | MBSHIVL | LP-01191 | no data | no data | LO | 3/4" | no data
01MPV01AA823 | no data | no data | no data | no data | GLOBE VALVE | MBSHIVL | LP-01191 | no data | no data | LO | 3/4" | no data
01MPV01AA824 | no data | no data | no data | no data | GLOBE VALVE | MBSHIVL | LP-01191 | no data | no data | LO | 3/4" | no data
01MPV01AA841 | no data | no data | no data | no data | GLOBE VALVE | MBSHIVL | LP-01191 | no data | no data | LO | 3/4" | no data
01MPV01AA851 | no data | no data | no data | no data | GLOBE VALVE | MBSHIVL | LP-01191 | no data | no data | LO | 3/4" | no data
01MPV01AA852 | no data | no data | no data | no data | GLOBE VALVE | MBSHIVL | LP-01191 | no data | no data | LO | 3/4" | no data
01MPV01AA902 | no data | no data | no data | no data | GLOBE VALVE | MBSHIVL | LP-01193 | no data | no data | LO | 1" | no data
01MPV01AA903 | no data | no data | no data | no data | GLOBE VALVE | MBSHIVL | LP-01193 | no data | no data | LO | 1" | no data
01MPV01AA904 | Accumulator Tank "A" drain valve | LUBE OIL TANK | no data | no data | GLOBE VALVE | MBSHIVL | LP-01193 | CLOSED | CLOSED | LO | 1" | no data
01MPV01AA905 | Accumulator Tank "B" drain valve | LUBE OIL TANK | no data | no data | GLOBE VALVE | MBSHIVL | LP-01193 | CLOSED | CLOSED | LO | 1" | no data
01MPV01AA906 | Accumulator Tank "C" drain valve | LUBE OIL TANK | no data | no data | GLOBE VALVE | MBSHIVL | LP-01193 | CLOSED | CLOSED | LO | 1" | no data
01MPV01AA907 | Accumulator Tank "D" drain | LUBE OIL TANK | no data | no data | GLOBE VALVE | MBSHIVL | LP-01193 | CLOSED | OPEN | LO | 1" | no data
01MPV01AA910 | no data | no data | no data | no data | GLOBE VALVE | MBSHIVL | LP-01193 | no data | no data | LO | 1" | no data
01MPV01AA911 | North Filter Dirty Side drain |  | no data | no data | GLOBE VALVE | MBSHIVL | LP-01191 | CLOSED | CLOSED | LO | 1-1/2" | no data
01MPV01AA912 | North Filter Clean Side Drain |  | no data | no data | GLOBE VALVE | MBSHIVL | LP-01191 | CLOSED | CLOSED | LO | 1-1/2" | no data
01MPV01AA914 | South Filter Clean side drain | LUBE OIL TANK | no data | no data | GLOBE VALVE | MBSHIVL | LP-01191 | CLOSED | OPEN | LO | 1-1/2" | no data
01MPV01AA915 | no data | no data | no data | no data | GLOBE VALVE | MBSHIVL | LP-01191 | no data | no data | LO | 1-1/2" | no data
01MPV01AA918 | South Filter Vent |  | no data | no data | GLOBE VALVE | MBSHIVL | LP-01191 | OPEN | CLOSED | LO | 1" | no data
01MPV01AA919 | no data | no data | no data | no data | GLOBE VALVE | MBSHIVL | LP-01191 | no data | no data | LO | 1" | no data
01MPV01AA920 | no data | no data | no data | no data | GATE VALVE | MBSHIVL | LP-01193 | no data | no data | LO | 1" | no data
01MPV01AA930 | no data | no data | no data | no data | GLOBE VALVE | MBSHIVL | LP-01191 | no data | no data | LO | 1" | no data
01MPV01AA931 | no data | no data | no data | no data | GLOBE VALVE | MBSHIVL | LP-01193 | no data | no data | LO | 1" | no data
01MPV01AA932 | no data | no data | no data | no data | GLOBE VALVE | MBSHIVL | LP-01193 | no data | no data | LO | 1" | no data
01MPV01AA933 | no data | no data | no data | no data | GATE VALVE | MBSHIVL | LP-01191 | no data | no data | LO | 3/4" | no data
01MPV03AA201 | no data | no data | no data | no data | BUTTERFLY VALVE | MBSHIVL | LP-01194 | no data | no data | LO | 8" | no data
01MPV03AA202 | no data | no data | no data | no data | BUTTERFLY VALVE | MBSHIVL | LP-01194 | no data | no data | LO | 8" | no data
01MPV03AA204 | no data | no data | no data | no data | BUTTERFLY VALVE | MBSHIVL | LP-01194 | no data | no data | LO | 8" | no data
01MPV03AA207 | no data | no data | no data | no data | BUTTERFLY VALVE | MBSHIVL | LP-01194 | no data | no data | LO | 8" | no data
01MPV03AA208 | no data | no data | no data | no data | BUTTERFLY VALVE | MBSHIVL | LP-01194 | no data | no data | LO | 8" | no data
01MPV03AA209 | no data | no data | no data | no data | BUTTERFLY VALVE | MBSHIVL | LP-01194 | no data | no data | LO | 8" | no data
01MPV03AA301 | no data | no data | no data | no data | CHECK VALVE | MBSHIVL | LP-01194 | no data | no data | LO | 8" | no data
01MPV03AA302 | no data | no data | no data | no data | CHECK VALVE | MBSHIVL | LP-01194 | no data | no data | LO | 8" | no data
01MPV03AA801 | no data | no data | no data | no data | GLOBE VALVE | MBSHIVL | LP-01194 | no data | no data | LO | 3/4" | no data
01MPV03AA802 | no data | no data | no data | no data | GLOBE VALVE | MBSHIVL | LP-01194 | no data | no data | LO | 3/4" | no data
01MPV03AA902 | no data | no data | no data | no data | GLOBE VALVE | MBSHIVL | LP-01194 | no data | no data | LO | 1" | no data
01MPV03AA903 | no data | no data | no data | no data | GLOBE VALVE | MBSHIVL | LP-01194 | no data | no data | LO | 1" | no data
01MPV21AA103 | no data | no data | no data | no data | CHECK VALVE | MBSHIVL | LP-01195 | no data | no data | LO | 2" | no data
MPV21AA106 | MPV21AA106 LO Purifier Outlet to Tank | U2 Lube Oil Skid | no data | no data | GATE VALVE | MBSHIVL | LP-01195 | OPEN | CLOSED | LO | 2" | no data
01MPV21AA801 | no data | no data | no data | no data | GLOBE VALVE | MBSHIVL | LP-01195 | no data | no data | LO | 3/4" | no data
01MPV21AA802 | no data | no data | no data | no data | GLOBE VALVE | MBSHIVL | LP-01195 | no data | no data | LO | 3/4" | no data
01MPV21AA803 | no data | no data | no data | no data | GLOBE VALVE | MBSHIVL | LP-01195 | no data | no data | LO | 3/4" | no data
01MPV21AA804 | no data | no data | no data | no data | GLOBE VALVE | MBSHIVL | LP-01195 | no data | no data | LO | 3/4" | no data
01MPV21AA807 | no data | no data | no data | no data | GLOBE VALVE | MBSHIVL | LP-01195 | no data | no data | LO | 1/2" | no data
01MPV21AA808 | no data | no data | no data | no data | GLOBE VALVE | MBSHIVL | LP-01195 | no data | no data | LO | 1/2" | no data
01MPV21AA809 | no data | no data | no data | no data | GLOBE VALVE | MBSHIVL | LP-01195 | no data | no data | LO | 3/4" | no data
01MPV21AA810 | no data | no data | no data | no data | GLOBE VALVE | MBSHIVL | LP-01195 | no data | no data | LO | 3/4" | no data
01MPV21AA901 | no data | no data | no data | no data | GLOBE VALVE | MBSHIVL | LP-01195 | no data | no data | LO | 3/4" | no data
MPV21AA902 | MPV21AA902 LO Purifier Filter Drain | U2 Lube Oil Skid | no data | no data | GLOBE VALVE | MBSHIVL | LP-01195 | CLOSED | OPEN | LO | 3/4" | no data
01MPV21AA903 | no data | no data | no data | no data | GLOBE VALVE | MBSHIVL | LP-01195 | no data | no data | LO | 3/4" | no data
MPV21AA904 | MPV21AA904 LO Purifier Pump Discharge Vlv | U2 Lube Oil Skid | no data | no data | GATE VALVE | MBSHIVL | LP-01195 | OPEN | CLOSED | LO | 2" | no data
01MPV21AA905 | no data | no data | no data | no data | GLOBE VALVE | MBSHIVL | LP-01195 | no data | no data | LO | 3/4" | no data
01MPV21AA906 | no data | no data | no data | no data | GLOBE VALVE | MBSHIVL | LP-01195 | no data | no data | LO | 1" | no data
01MPX01AA001 | no data | no data | no data | no data | BALL VALVE | MBSHIVL | LP-01196 | no data | no data | OH | 2-1/2" | no data
01MPX01AA004 | no data | no data | no data | no data | BALL VALVE | MBSHIVL | LP-01196 | no data | no data | OH | 2-1/2" | no data
MPX01AA014 | MPX01AA014 Fullers Earth Filter ISO | Control Oil Skid | no data | no data | GLOBE VALVE | MBSHIVL | LP-01196 | OPEN | CLOSED | OH | 1/2" | no data
01MPX01AA015 | no data | no data | no data | no data | CHECK VALVE | MBSHIVL | LP-01196 | no data | no data | OH | 1/2" | no data
01MPX01AA106 | no data | no data | no data | no data | BALL VALVE | MBSHIVL | LP-01196 | no data | no data | OH | 1-1/4" | no data
01MPX01AA107 | no data | no data | no data | no data | CHECK VALVE | MBSHIVL | LP-01196 | no data | no data | OH | 1-1/4" | no data
01MPX01AA108 | no data | no data | no data | no data | BALL VALVE | MBSHIVL | LP-01196 | no data | no data | OH | 1-1/4" | no data
01MPX01AA109 | no data | no data | no data | no data | CHECK VALVE | MBSHIVL | LP-01196 | no data | no data | OH | 1-1/4" | no data
01MPX01AA115 | no data | no data | no data | no data | BALL VALVE | MBSHIVL | LP-01196 | no data | no data | OH | 1" | no data
01MPX01AA116 | no data | no data | no data | no data | BALL VALVE | MBSHIVL | LP-01196 | no data | no data | OH | 1" | no data
01MPX01AA117 | no data | no data | no data | no data | BALL VALVE | MBSHIVL | LP-01196 | no data | no data | OH | 1-1/2" | no data
01MPX01AA118 | no data | no data | no data | no data | GLOBE VALVE | MBSHIVL | LP-01196 | no data | no data | OH | 1/2" | no data
01MPX01AA119 | no data | no data | no data | no data | BALL VALVE | MBSHIVL | LP-01196 | no data | no data | OH | 1-1/2" | no data
01MPX01AA120 | no data | no data | no data | no data | GLOBE VALVE | MBSHIVL | LP-01196 | no data | no data | OH | 3/4" | no data
01MPX01AA145 | no data | no data | no data | no data | GLOBE VALVE | MBSHIVL | LP-01198 | no data | no data | OH | 1/2" | no data
01MPX01AA146 | no data | no data | no data | no data | GLOBE VALVE | MBSHIVL | LP-01198 | no data | no data | OH | 1/2" | no data
01MPX01AA174 | no data | no data | no data | no data | BALL VALVE | MBSHIVL | LP-01196 | no data | no data | OH | 2" | no data
01MPX01AA177 | no data | no data | no data | no data | BALL VALVE | MBSHIVL | LP-01196 | no data | no data | OH | 2" | no data
01MPX01AA301 | no data | no data | no data | no data | BALL VALVE | MBSHIVL | LP-01196 | no data | no data | OH | 3/4" | no data
01MPX01AA306 | no data | no data | no data | no data | BALL VALVE | MBSHIVL | LP-01196 | no data | no data | OH | 1/2" | no data
01MPX01AA307 | no data | no data | no data | no data | BALL VALVE | MBSHIVL | LP-01196 | no data | no data | OH | 1/2" | no data
01MPX01AA712 | no data | no data | no data | no data | GLOBE VALVE | MBSHIVL | LP-01196 | no data | no data | OH | 3/4" | no data
01MPX01AA801 | no data | no data | no data | no data | NEEDLE VALVE | MBSHIVL | LP-01196 | no data | no data | OH | 1/2" | no data
01MPX01AA802 | no data | no data | no data | no data | NEEDLE VALVE | MBSHIVL | LP-01196 | no data | no data | OH | 1/2" | no data
01MPX01AA803 | no data | no data | no data | no data | NEEDLE VALVE | MBSHIVL | LP-01196 | no data | no data | OH | 1/2" | no data
01MPX01AA804 | no data | no data | no data | no data | NEEDLE VALVE | MBSHIVL | LP-01196 | no data | no data | OH | 1/2" | no data
01MPX01AA805 | no data | no data | no data | no data | NEEDLE VALVE | MBSHIVL | LP-01196 | no data | no data | OH | 1/2" | no data
01MPX01AA806 | no data | no data | no data | no data | NEEDLE VALVE | MBSHIVL | LP-01196 | no data | no data | OH | 1/2" | no data
01MPX01AA807 | no data | no data | no data | no data | NEEDLE VALVE | MBSHIVL | LP-01196 | no data | no data | OH | 1/2" | no data
01MPX01AA808 | no data | no data | no data | no data | NEEDLE VALVE | MBSHIVL | LP-01196 | no data | no data | OH | 1/2" | no data
01MPX01AA809 | no data | no data | no data | no data | NEEDLE VALVE | MBSHIVL | LP-01196 | no data | no data | OH | 1/2" | no data
01MPX01AA810 | no data | no data | no data | no data | NEEDLE VALVE | MBSHIVL | LP-01196 | no data | no data | OH | 1/2" | no data
01MPX01AA811 | no data | no data | no data | no data | NEEDLE VALVE | MBSHIVL | LP-01196 | no data | no data | OH | 1/2" | no data
01MPX01AA812 | no data | no data | no data | no data | NEEDLE VALVE | MBSHIVL | LP-01196 | no data | no data | OH | 1/2" | no data
01MPX01AA813 | no data | no data | no data | no data | GLOBE VALVE | MBSHIVL | LP-01196 | no data | no data | OH | 1/2" | no data
01MPX01AA814 | no data | no data | no data | no data | GLOBE VALVE | MBSHIVL | LP-01196 | no data | no data | OH | 1/2" | no data
01MPX01AA816 | no data | no data | no data | no data | CHECK VALVE | MBSHIVL | LP-01196 | no data | no data | OH | 1/2" | no data
01MPX01AA822 | no data | no data | no data | no data | GLOBE VALVE | MBSHIVL | LP-01196 | no data | no data | OH | 3/4" | no data
01MPX01AA823 | no data | no data | no data | no data | GLOBE VALVE | MBSHIVL | LP-01196 | no data | no data | OH | 3/4" | no data
01MPX01AA824 | no data | no data | no data | no data | NEEDLE VALVE | MBSHIVL | LP-01196 | no data | no data | OH | 1/4" | no data
01MPX01AA825 | no data | no data | no data | no data | NEEDLE VALVE | MBSHIVL | LP-01196 | no data | no data | OH | 1/4" | no data
01MPX01AA849 | no data | no data | no data | no data | NEEDLE VALVE | MBSHIVL | LP-01198 | no data | no data | OH | 1/2" | no data
01MPX01AA850 | no data | no data | no data | no data | BALL VALVE | MBSHIVL | LP-01196 | no data | no data | OH | 3/4" | no data
01MPX01AA851 | no data | no data | no data | no data | NEEDLE VALVE | MBSHIVL | LP-01198 | no data | no data | OH | 1/2" | no data
01MPX01AA852 | no data | no data | no data | no data | NEEDLE VALVE | MBSHIVL | LP-01198 | no data | no data | OH | 1/2" | no data
01MPX01AA853 | no data | no data | no data | no data | NEEDLE VALVE | MBSHIVL | LP-01198 | no data | no data | OH | 1/2" | no data
01MPX01AA854 | no data | no data | no data | no data | NEEDLE VALVE | MBSHIVL | LP-01198 | no data | no data | OH | 1/2" | no data
01MPX01AA855 | no data | no data | no data | no data | NEEDLE VALVE | MBSHIVL | LP-01198 | no data | no data | OH | 1/2" | no data
01MPX01AA856 | no data | no data | no data | no data | NEEDLE VALVE | MBSHIVL | LP-01198 | no data | no data | OH | 1/2" | no data
01MPX01AA859 | no data | no data | no data | no data | NEEDLE VALVE | MBSHIVL | LP-01198 | no data | no data | OH | 1/4" | no data
01MPX01AA860 | no data | no data | no data | no data | NEEDLE VALVE | MBSHIVL | LP-01198 | no data | no data | OH | 1/4" | no data
01MPX01AA901 | no data | no data | no data | no data | BALL VALVE | MBSHIVL | LP-01196 | no data | no data | OH | 1-1/2" | no data
01MPX01AA902 | no data | no data | no data | no data | GLOBE VALVE | MBSHIVL | LP-01196 | no data | no data | OH | 1/2" | no data
01MPX01AA904 | no data | no data | no data | no data | BALL VALVE | MBSHIVL | LP-01196 | no data | no data | OH | 3/4" | no data
01MPX01AA905 | no data | no data | no data | no data | BALL VALVE | MBSHIVL | LP-01196 | no data | no data | OH | 3/4" | no data
01MPX01AA906 | no data | no data | no data | no data | GLOBE VALVE | MBSHIVL | LP-01196 | no data | no data | OH | 1/2" | no data
01MPX11AA041 | no data | no data | no data | no data | BALL VALVE | MBSHIVL | LP-01196 | no data | no data | OH | 2" | no data
01MPX11AA042 | no data | no data | no data | no data | BALL VALVE | MBSHIVL | LP-01196 | no data | no data | OH | 1" | no data
01MPX11AA043 | no data | no data | no data | no data | CHECK VALVE | MBSHIVL | LP-01196 | no data | no data | OH | 1" | no data
01MPX11AA044 | no data | no data | no data | no data | BALL VALVE | MBSHIVL | LP-01196 | no data | no data | OH | 1" | no data
01MPX11AA046 | no data | no data | no data | no data | CHECK VALVE | MBSHIVL | LP-01196 | no data | no data | OH | 1" | no data
01MPX11AA047 | no data | no data | no data | no data | BALL VALVE | MBSHIVL | LP-01196 | no data | no data | OH | 1" | no data
01MPX11AA301 | no data | no data | no data | no data | BALL VALVE | MBSHIVL | LP-01196 | no data | no data | OH | 2" | no data
01MPX11AA820 | no data | no data | no data | no data | NEEDLE VALVE | MBSHIVL | LP-01196 | no data | no data | OH | 1/2" | no data
01MPX11AA821 | no data | no data | no data | no data | NEEDLE VALVE | MBSHIVL | LP-01196 | no data | no data | OH | 1/2" | no data
01PGG01AA111 | no data | no data | no data | no data | BALL VALVE | MBSHIVL | LP-01196 | no data | no data | CW | 1-1/2" | no data
01PGG02AA111 | no data | no data | no data | no data | BALL VALVE | MBSHIVL | LP-01196 | no data | no data | CW | 1-1/2" | no data
01QEF13AA101 | no data | no data | no data | no data | GLOBE VALVE | MBSHIVL | LP-01221 | no data | no data | AC | 6" | no data
01QEF13AA801 | no data | no data | no data | no data | GATE VALVE | MBSHIVL | LP-01221 | no data | no data | AC | 1" | no data
01QFF11AA032 | no data | no data | no data | no data | CHECK VALVE | MBSHIVL | LP-01215 | no data | no data | AC | 1" | no data
01QFF11AA033 | PURGE AIR TO TCA SYSTEM | U1 CT ENCLOSURE GROUND LVL EAST | no data | no data | GLOBE VALVE | MBSHIVL | LP-01215 | OPEN | CLOSED | AC | 1" | no data
01QFF11AA111 | no data | no data | no data | no data | GLOBE VALVE | MBSHIVL | LP-01226 | no data | no data | IA | 1" | no data
01QFF11AA112 | no data | no data | no data | no data | GLOBE VALVE | MBSHIVL | LP-01226 | no data | no data | IA | 1/2" | no data
01QFF11AA113 | no data | no data | no data | no data | GLOBE VALVE | MBSHIVL | LP-01226 | no data | no data | IA | 1/2" | no data
01QFF11AA114 | no data | no data | no data | no data | GLOBE VALVE | MBSHIVL | LP-01226 | no data | no data | IA | 1-1/2" | no data
01QFF11AA115 | no data | no data | no data | no data | GLOBE VALVE | MBSHIVL | LP-01226 | no data | no data | IA | 1/2" | no data
01QFF11AA116 | no data | no data | no data | no data | NEEDLE VALVE | MBSHIVL | LP-01211 | no data | no data | IA | 1/2" | no data
01QFF11AA117 | no data | no data | no data | no data | GLOBE VALVE | MBSHIVL | LP-01226 | no data | no data | IA | 1" | no data
01QFF11AA118 | no data | no data | no data | no data | GLOBE VALVE | MBSHIVL | LP-01226 | no data | no data | IA | 1/2" | no data
01QFF11AA119 | no data | no data | no data | no data | GATE VALVE | MBSHIVL | LP-01218 | no data | no data | AC | 1" | no data
01QFF11AA120 | no data | no data | no data | no data | GATE VALVE | MBSHIVL | LP-01218 | no data | no data | AC | 1" | no data
01QFF11AA121 | no data | no data | no data | no data | GLOBE VALVE | MBSHIVL | LP-01226 | no data | no data | IA | 1/2" | no data
01QFF11AA122 | no data | no data | no data | no data | GLOBE VALVE | MBSHIVL | LP-01226 | no data | no data | IA | 1-1/2" | no data
01QFF11AA123 | no data | no data | no data | no data | GLOBE VALVE | MBSHIVL | LP-01226 | no data | no data | IA | 1-1/2" | no data
01QFF11AA125 | no data | no data | no data | no data | GLOBE VALVE | MBSHIVL | LP-01226 | no data | no data | IA | 1" | no data
01QFF11AA126 | no data | no data | no data | no data | GLOBE VALVE | MBSHIVL | LP-01226 | no data | no data | IA | 1/2" | no data
01QFF11AA127 | no data | no data | no data | no data | GATE VALVE | MBSHIVL | LP-01218 | no data | no data | AC | 1" | no data
01QFF11AA128 | no data | no data | no data | no data | GATE VALVE | MBSHIVL | LP-01218 | no data | no data | AC | 1" | no data
01QFF11AA152 | no data | no data | no data | no data | GLOBE VALVE | MBSHIVL | LP-01226 | no data | no data | IA | 1-1/2" | no data
01QFF11AA202 | no data | no data | no data | no data | NEEDLE VALVE | MBSHIVL | LP-01203 | no data | no data | IA | 1-1/2" | no data
01QFF11AA380 | no data | no data | no data | no data | GLOBE VALVE | MBSHIVL | LP-01226 | no data | no data | IA | 1/2" | no data
01QFF11AA381 | no data | no data | no data | no data | GLOBE VALVE | MBSHIVL | LP-01226 | no data | no data | IA | 1/2" | no data
01QFF11AA382 | no data | no data | no data | no data | GLOBE VALVE | MBSHIVL | LP-01226 | no data | no data | IA | 1/2" | no data
01QFF11AA383 | no data | no data | no data | no data | GLOBE VALVE | MBSHIVL | LP-01226 | no data | no data | IA | 1" | no data
01QFF11AA601 | no data | no data | no data | no data | GLOBE VALVE | MBSHIVL | LP-01226 | no data | no data | IA | 1" | no data
01QFF11AA604 | no data | no data | no data | no data | GLOBE VALVE | MBSHIVL | LP-01226 | no data | no data | IA | 1/2" | no data
01QFF11AA605 | no data | no data | no data | no data | GLOBE VALVE | MBSHIVL | LP-01226 | no data | no data | IA | 1/2" | no data
01QFF11AA607 | no data | no data | no data | no data | GLOBE VALVE | MBSHIVL | LP-01226 | no data | no data | IA | 1/2" | no data
01QFF11AA611 | no data | no data | no data | no data | GLOBE VALVE | MBSHIVL | LP-01226 | no data | no data | IA | 1" | no data
01QFF11AA612 | no data | no data | no data | no data | GLOBE VALVE | MBSHIVL | LP-01226 | no data | no data | IA | 1/2" | no data
01QFF11AA613 | no data | no data | no data | no data | GLOBE VALVE | MBSHIVL | LP-01226 | no data | no data | IA | 3/4" | no data
01QFF11AA614 | no data | no data | no data | no data | GLOBE VALVE | MBSHIVL | LP-01226 | no data | no data | IA | 1/2" | no data
01QFF11AA615 | no data | no data | no data | no data | GLOBE VALVE | MBSHIVL | LP-01226 | no data | no data | IA | 1/2" | no data
01QFF11AA621 | no data | no data | no data | no data | GLOBE VALVE | MBSHIVL | LP-01226 | no data | no data | IA | 1" | no data
01QFF11AA623 | no data | no data | no data | no data | GLOBE VALVE | MBSHIVL | LP-01226 | no data | no data | IA | 3/4" | no data
01QFF11AA624 | no data | no data | no data | no data | GLOBE VALVE | MBSHIVL | LP-01226 | no data | no data | IA | 1/2" | no data
01QFF11AA625 | no data | no data | no data | no data | GLOBE VALVE | MBSHIVL | LP-01226 | no data | no data | IA | 1/2" | no data
01QFF11AA626 | no data | no data | no data | no data | GLOBE VALVE | MBSHIVL | LP-01226 | no data | no data | IA | 3/4" | no data
01QFF11AA630 | no data | no data | no data | no data | GLOBE VALVE | MBSHIVL | LP-01226 | no data | no data | IA | 1" | no data
01QFF11AA631 | no data | no data | no data | no data | GLOBE VALVE | MBSHIVL | LP-01226 | no data | no data | IA | 1/2" | no data
01QFF11AA632 | no data | no data | no data | no data | GLOBE VALVE | MBSHIVL | LP-01226 | no data | no data | IA | 1/2" | no data
01QFF11AA633 | no data | no data | no data | no data | GLOBE VALVE | MBSHIVL | LP-01226 | no data | no data | IA | 1/2" | no data
01QFF11AA640 | no data | no data | no data | no data | GLOBE VALVE | MBSHIVL | LP-01226 | no data | no data | IA | 1" | no data
01QFF11AA641 | no data | no data | no data | no data | GLOBE VALVE | MBSHIVL | LP-01226 | no data | no data | IA | 1" | no data
01QFF11AA642 | no data | no data | no data | no data | GLOBE VALVE | MBSHIVL | LP-01226 | no data | no data | IA | 1" | no data
01QFF11AA643 | no data | no data | no data | no data | GLOBE VALVE | MBSHIVL | LP-01226 | no data | no data | IA | 3/4" | no data
01QFF11AA650 | no data | no data | no data | no data | GLOBE VALVE | MBSHIVL | LP-01226 | no data | no data | IA | 1" | no data
01QFF11AA651 | no data | no data | no data | no data | GLOBE VALVE | MBSHIVL | LP-01226 | no data | no data | IA | 1/2" | no data
01QFF11AA652 | no data | no data | no data | no data | GLOBE VALVE | MBSHIVL | LP-01226 | no data | no data | IA | 1/2" | no data
01QFF11AA660 | no data | no data | no data | no data | GLOBE VALVE | MBSHIVL | LP-01226 | no data | no data | IA | 1" | no data
01QFF11AA661 | no data | no data | no data | no data | GLOBE VALVE | MBSHIVL | LP-01226 | no data | no data | IA | 1/2" | no data
01QFF11AA662 | no data | no data | no data | no data | GLOBE VALVE | MBSHIVL | LP-01226 | no data | no data | IA | 1/2" | no data
01QFF11AA663 | no data | no data | no data | no data | GLOBE VALVE | MBSHIVL | LP-01226 | no data | no data | IA | 1" | no data
01QFF11AA664 | no data | no data | no data | no data | GLOBE VALVE | MBSHIVL | LP-01226 | no data | no data | IA | 1/2" | no data
01QFF11AA665 | no data | no data | no data | no data | GLOBE VALVE | MBSHIVL | LP-01226 | no data | no data | IA | 1/2" | no data
01QFF11AA670 | no data | no data | no data | no data | GLOBE VALVE | MBSHIVL | LP-01226 | no data | no data | IA | 1" | no data
01QFF11AA671 | no data | no data | no data | no data | GLOBE VALVE | MBSHIVL | LP-01226 | no data | no data | IA | 1/2" | no data
01QFF11AA672 | no data | no data | no data | no data | GLOBE VALVE | MBSHIVL | LP-01226 | no data | no data | IA | 1/2" | no data
01QFF11AA801 | no data | no data | no data | no data | GLOBE VALVE | MBSHIVL | LP-01226 | no data | no data | IA | 3/4" | no data
01QFF11AA901 | no data | no data | no data | no data | GLOBE VALVE | MBSHIVL | LP-01226 | no data | no data | IA | 1/2" | no data
01QJA05AA101 | no data | no data | no data | no data | GATE VALVE | MBSHIVL | LP-01203 | no data | no data | NG | 1" | no data
00QFF11AA501 | no data | no data | no data | no data | BALL VALVE | MBSHIVL | LP-01224 | no data | no data | IA | 1" | no data
00QFF11AA951 | no data | no data | no data | no data | BALL VALVE | MBSHIVL | LP-01224 | no data | no data | IA | 1/2" | no data
00SDD01AA101 | no data | no data | no data | no data | BALL VALVE | MBSHIVL | LP-01224 | no data | no data | DW | 2" | no data
00SDD01AA102 | no data | no data | no data | no data | BALL VALVE | MBSHIVL | LP-01224 | no data | no data | DW | 2" | no data
00SDD01AA104 | no data | no data | no data | no data | CHECK VALVE | MBSHIVL | LP-01224 | no data | no data | DW | 2" | no data
00SDD01AA106 | no data | no data | no data | no data | BALL VALVE | MBSHIVL | LP-01224 | no data | no data | DW | 2" | no data
00SDD01AA110 | no data | no data | no data | no data | BALL VALVE | MBSHIVL | LP-01224 | no data | no data | DW | 1" | no data
00SDD01AA801 | no data | no data | no data | no data | BALL VALVE | MBSHIVL | LP-01224 | no data | no data | DW | 1/2" | no data
00SDD01AA802 | no data | no data | no data | no data | BALL VALVE | MBSHIVL | LP-01224 | no data | no data | DW | 1/2" | no data
00SDD01AA901 | no data | no data | no data | no data | BALL VALVE | MBSHIVL | LP-01224 | no data | no data | DW | 2" | no data
00SDD01AA902 | no data | no data | no data | no data | BALL VALVE | MBSHIVL | LP-01224 | no data | no data | DW | 1" | no data
00SDD01AA903 | no data | no data | no data | no data | BALL VALVE | MBSHIVL | LP-01224 | no data | no data | DW | 1" | no data
00SDD01AA904 | no data | no data | no data | no data | BALL VALVE | MBSHIVL | LP-01224 | no data | no data | DW | 1/2" | no data
00SDD01AA906 | no data | no data | no data | no data | BALL VALVE | MBSHIVL | LP-01224 | no data | no data | DW | 1/2" | no data
01QFF11AA502 | no data | no data | no data | no data | BALL VALVE | MBSHIVL | LP-01224 | no data | no data | IA | 1/2" | no data
01SDD01AA103 | no data | no data | no data | no data | GLOBE VALVE | MBSHIVL | LP-01224 | no data | no data | DW | 1-1/2" | no data
01SDD01AA122 | no data | no data | no data | no data | BALL VALVE | MBSHIVL | LP-01224 | no data | no data | DW | 2" | no data
01SDD01AA803 | no data | no data | no data | no data | GLOBE VALVE | MBSHIVL | LP-01224 | no data | no data | DW | 1/2" | no data
02QFF11AA502 | no data | no data | no data | no data | BALL VALVE | MBSHIVL | LP-01224 | no data | no data | IA | 1/2" | no data
02SDD01AA103 | no data | no data | no data | no data | GLOBE VALVE | MBSHIVL | LP-01224 | no data | no data | DW | 1-1/2" | no data
02SDD01AA122 | no data | no data | no data | no data | BALL VALVE | MBSHIVL | LP-01224 | no data | no data | DW | 2" | no data
02SDD01AA803 | no data | no data | no data | no data | GLOBE VALVE | MBSHIVL | LP-01224 | no data | no data | DW | 1/2" | no data
01MBP01AA820 | UPPER TRANSMITTER ISOLATION 01MBP01CL121 | no data | UNIT 1 GT HEADER | FGPH A DRAIN LEVEL 1 UPPER | DRAIN | FGS | LP-01201 | OPEN | no data | no data | no data | no data
01MBP01AA821 | LOWER TRANSMITTER ISOLATION 01MBP01CL121 | no data | UNIT 1 GT HEADER | FGPH A DRAIN LEVEL 1 LOWER | DRAIN | FGS | LP-01201 | OPEN | no data | no data | no data | no data
01MBP01AA822 | UPPER TRANSMITTER ISOLATION 01MBPCL122 | no data | UNIT 1 GT HEADER | FGPH A DRAIN LEVEL 2 UPPER | DRAIN | FGS | LP-01201 | OPEN | no data | no data | no data | no data
01MBP01AA823 | LOWER TRANSMITTER ISOLATION 01MBPCL122 | no data | UNIT 1 GT HEADER | FGPH A DRAIN LEVEL 2 LOWER | DRAIN | FGS | LP-01201 | OPEN | no data | no data | no data | no data
01MBP01AA830 | UPPER TRANSMITTER ISOLATION 01MBP01CL131 | no data | UNIT 1 GT HEADER | FGPH B DRAIN LEVEL 1 UPPER | DRAIN | FGS | LP-01201 | OPEN | no data | no data | no data | no data
01MBP01AA831 | LOWER TRANSMITTER ISOLATION 01MBP01CL131 | no data | UNIT 1 GT HEADER | FGPH B DRAIN LEVEL 1 LOWER | DRAIN | FGS | LP-01201 | OPEN | no data | no data | no data | no data
01MBP01AA832 | UPPER TRANSMITTER ISOLATION 01MBPCL132 | no data | UNIT 1 GT HEADER | FGPH B DRAIN LEVEL 2 UPPER | DRAIN | FGS | LP-01201 | OPEN | no data | no data | no data | no data
01MBP01AA833 | LOWER TRANSMITTER ISOLATION 01MBPCL132 | no data | UNIT 1 GT HEADER | FGPH B DRAIN LEVEL 2 LOWER | DRAIN | FGS | LP-01201 | OPEN | no data | no data | no data | no data
01MBP01AA922 | UPPER ISOLTION FOR VESSEL LEVEL TRANSMITTER | no data | UNIT 1 GT HEADER | FGPH A INSTRUMENT ISO UPPER | ISO | FGS | LP-01201 | OPEN | no data | no data | no data | no data
01MBP01AA924 | LOWER ISOLTION FOR VESSEL LEVEL TRANSMITTER | no data | UNIT 1 GT HEADER | FGPH A INSTRUMENT ISO LOWER | ISO | FGS | LP-01201 | OPEN | no data | no data | no data | no data
01MBP01AA932 | UPPER ISOLTION FOR VESSEL LEVEL TRANSMITTER | no data | UNIT 1 GT HEADER | FGPH B INSTRUMENT ISO UPPER | ISO | FGS | LP-01201 | OPEN | no data | no data | no data | no data
01MBP01AA934 | LOWER ISOLTION FOR VESSEL LEVEL TRANSMITTER | no data | UNIT 1 GT HEADER | FGPH B INSTRUMENT ISO LOWER | ISO | FGS | LP-01201 | OPEN | no data | no data | no data | no data
01MBH05AA803 | TCA HI TEMP DRAIN LVL1 UPPER | HRSG LOWER SE | TCA | TCA HI TEMP DRAIN LVL1 UPPER | DRAIN | AIR GT | LP-01215 | no data | no data | no data | no data | no data
01MBH05AA804 | TCA HI TEMP DRAIN LVL1 LOWER | HRSG LOWER SE | TCA | TCA HI TEMP DRAIN LVL1 LOWER | DRAIN | AIR GT | LP-01215 | no data | no data | no data | no data | no data
01MBH05AA805 | TCA HI TEMP DRAIN LVL2 UPPER | HRSG LOWER SE | TCA | TCA HI TEMP DRAIN LVL2 UPPER | DRAIN | AIR GT | LP-01215 | no data | no data | no data | no data | no data
01MBH05AA806 | TCA HI TEMP DRAIN LVL2 LOWER | HRSG LOWER SE | TCA | TCA HI TEMP DRAIN LVL2 LOWER | DRAIN | AIR GT | LP-01215 | no data | no data | no data | no data | no data
01MBH05AA807 | TCA HI TEMP DRAIN LVL3 UPPER | HRSG LOWER SE | TCA | TCA HI TEMP DRAIN LVL3 UPPER | DRAIN | AIR GT | LP-01215 | no data | no data | no data | no data | no data
01MBH05AA808 | TCA HI TEMP DRAIN LVL3 LOWER | HRSG LOWER SE | TCA | TCA HI TEMP DRAIN LVL3 LOWER | DRAIN | AIR GT | LP-01215 | no data | no data | no data | no data | no data
01MBH05AA833 | TCA LO TEMP DRAIN LVL1 UPPER | HRSG LOWER SE | TCA | TCA LO TEMP DRAIN LVL1 UPPER | DRAIN | AIR GT | LP-01215 | no data | no data | no data | no data | no data
01MBH05AA834 | TCA LP TEMP DRAIN LVL1 LOWER | HRSG LOWER SE | TCA | TCA LP TEMP DRAIN LVL1 LOWER | DRAIN | AIR GT | LP-01215 | no data | no data | no data | no data | no data
01MBH05AA835 | TCA LO TEMP DRAIN LVL2 UPPER | HRSG LOWER SE | TCA | TCA LO TEMP DRAIN LVL2 UPPER | DRAIN | AIR GT | LP-01215 | no data | no data | no data | no data | no data
01MBH05AA836 | TCA LO TEMP DRAIN LVL2 LOWER | HRSG LOWER SE | TCA | TCA LO TEMP DRAIN LVL2 LOWER | DRAIN | AIR GT | LP-01215 | no data | no data | no data | no data | no data
01MBH05AA837 | TCA LO TEMP DRAIN LVL3 UPPER | HRSG LOWER SE | TCA | TCA LO TEMP DRAIN LVL3 UPPER | DRAIN | AIR GT | LP-01215 | no data | no data | no data | no data | no data
01MBH05AA838 | TCA LO TEMP DRAIN LVL3 LOWER | HRSG LOWER SE | TCA | TCA LO TEMP DRAIN LVL3 LOWER | DRAIN | AIR GT | LP-01215 | no data | no data | no data | no data | no data
01MBH04AA811 | 2C COLER LT1 UPPER ISO | TB LOWER NE | 2C | 2C COLER LT1 UPPER ISO | ISO | AIR GT | LP-01217 | no data | no data | no data | no data | no data
01MBH04AA812 | 2C COLER LT1 LOWER ISO | TB LOWER NE | 2C | 2C COLER LT1 LOWER ISO | ISO | AIR GT | LP-01217 | no data | no data | no data | no data | no data
01MBH04AA813 | 2C COLER LT2 UPPER ISO | TB LOWER NE | 2C | 2C COLER LT2 UPPER ISO | ISO | AIR GT | LP-01217 | no data | no data | no data | no data | no data
01MBH04AA814 | 2C COLER LT2 LOWER ISO | TB LOWER NE | 2C | 2C COLER LT2 LOWER ISO | ISO | AIR GT | LP-01217 | no data | no data | no data | no data | no data
01MBH04AA815 | 2C COLER LT3 UPPER ISO | TB LOWER NE | 2C | 2C COLER LT3 UPPER ISO | ISO | AIR GT | LP-01217 | no data | no data | no data | no data | no data
01MBH04AA816 | 2C COLER LT3 LOWER ISO | TB LOWER NE | 2C | 2C COLER LT3 LOWER ISO | ISO | AIR GT | LP-01217 | no data | no data | no data | no data | no data
01MBH06AA861 | ECA COLER LT1 UPPER ISO | HRSG LOWER SE | ECA | ECA COLER LT1 UPPER ISO | ISO | AIR GT | LP-01218 | no data | no data | no data | no data | no data
01MBH06AA862 | ECA COLER LT1 LOWER ISO | HRSG LOWER SE | ECA | ECA COLER LT1 LOWER ISO | ISO | AIR GT | LP-01218 | no data | no data | no data | no data | no data
01MBH06AA863 | ECA COLER LT2 UPPER ISO | HRSG LOWER SE | ECA | ECA COLER LT2 UPPER ISO | ISO | AIR GT | LP-01218 | no data | no data | no data | no data | no data
01MBH06AA864 | ECA COLER LT2 LOWER ISO | HRSG LOWER SE | ECA | ECA COLER LT2 LOWER ISO | ISO | AIR GT | LP-01218 | no data | no data | no data | no data | no data
01MBH06AA865 | ECA COLER LT3 UPPER ISO | HRSG LOWER SE | ECA | ECA COLER LT3 UPPER ISO | ISO | AIR GT | LP-01218 | no data | no data | no data | no data | no data
01MBH06AA866 | ECA COLER LT3 LOWER ISO | HRSG LOWER SE | ECA | ECA COLER LT3 LOWER ISO | ISO | AIR GT | LP-01218 | no data | no data | no data | no data | no data
01MAW01AA802 | GS CONDESER PIT ISO | TB UPPER SW | GS CONDENSER | GS CONDESER PIT ISO | ISO | ST GS | no data | no data | no data | no data | no data | no data
01MAW01AA803 | GS CONDESER LI ISO | TB UPPER SW | GS CONDENSER | GS CONDESER LI ISO | ISO | ST GS | no data | no data | no data | no data | no data | no data
01MAW01AA804 | GS CONDESER LI ISO | TB UPPER SW | GS CONDENSER | GS CONDESER LI ISO | ISO | ST GS | no data | no data | no data | no data | no data | no data
01MAW01AA911 | GS CONDESER ISTRUMENT PIPING DRAIN | TB UPPER SW | GS CONDENSER | GS CONDESER ISTRUMENT PIPING DRAIN | ISO | ST GS | no data | no data | no data | no data | no data | no data
01MAW01AA001 | GS EXHAUST FAN A INLET VLV | TB UPPER SW | GS CONDENSER | GS EXHAUST FAN A INLET VLV | ISO | ST GS | no data | no data | no data | no data | no data | no data
01MAW01AA002 | GS EXHAUST FAN B INLET VLV | TB UPPER SW | GS CONDENSER | GS EXHAUST FAN B INLET VLV | ISO | ST GS | no data | no data | no data | no data | no data | no data
01LBC01AA101 | LTR CHECK VALVE (Non-Return) | TURBINE BUILDING | no data | LTR CHECK VALVE | no data | CRH ST | T3463AAAA230-2 | OPEN | CLOSED | no data | no data | no data
01LBC01AA103 | ST VENTILATOR VALVE | TCP | no data | ST VENTILATOR VALVE | ISO | CRH ST | T3463AAAA230-2 | CLOSED | OPEN | no data | no data | no data
01LCE01AA101 | LP TURBINE EXHAUST HOOD SPRAY STRAINER INLET VALVE | TURBINE BUILDING | no data | LP TURBINE EXHAUST HOOD SPRAY STRAINER INLET VALVE | ISO | LP ST | T3463AAAA230-2 | OPEN | CLOSED | no data | no data | no data
01LCE01AA102 | LP TURBINE EXHAUST HOOD SPRAY VALVE INLET VALVE | TURBINE BUILDING | no data | LP TURBINE EXHAUST HOOD SPRAY INLET | ISO | LP ST | T3463AAAA230-2 | OPEN | CLOSED | no data | no data | no data
01LCE01AA104 | LP TURBINE EXHAUST HOOD SPRAY VALVE OUTLET VALVE | TURBINE BUILDING | no data | LP TURBINE EXHAUST HOOD SPRAY OUTLET | ISO | LP ST | T3463AAAA230-2 | OPEN | CLOSED | no data | no data | no data
01LCE01AA105 | LP TURBINE EXHAUST HOOD SPRAY VALVE BYPASS VALVE | TURBINE BUILDING | no data | LP TURBINE EXHAUST HOOD SPRAY BYPASS | ISO | LP ST | T3463AAAA230-2 | CLOSED | CLOSED | no data | no data | no data
01MAA03AA801 | no data | no data | ST | HP TURBINE INLET STEAM PIT-101 ISO | ISO | ST | T3463AAAA230-2 | no data | no data | no data | no data | no data
01MAA03AA802 | no data | no data | ST | INSTRUMENT VALVE FOR PIT-101 | ISO | ST | T3463AAAA230-2 | no data | no data | no data | no data | no data
01MAA03AA803 | no data | no data | ST | HP TURBINE INLET STEAM PIT-102 ISO | ISO | ST | T3463AAAA230-2 | no data | no data | no data | no data | no data
01MAA03AA804 | no data | no data | ST | INSTRUMENT VALVE FOR PET-102 | ISO | ST | T3463AAAA230-2 | no data | no data | no data | no data | no data
01MAA03AA805 | no data | no data | ST | HP TURBINE INLET STEAM PIT-103 ISO | ISO | ST | T3463AAAA230-2 | no data | no data | no data | no data | no data
01MAA03AA806 | no data | no data | ST | INSTRUMENT VALVE FOR PIT-103 | ISO | ST | T3463AAAA230-2 | no data | no data | no data | no data | no data
01MAA41AA801 | no data | no data | ST | INSTRUMENT VALVE FOR PIT-110 | ISO | ST | T3463AAAA230-2 | no data | no data | no data | no data | no data
01MAA41AA802 | no data | no data | ST | INSTRUMENT VALVE FOR PIT-111 | ISO | ST | T3463AAAA230-2 | no data | no data | no data | no data | no data
01MAA41AA803 | no data | no data | ST | INSTRUMENT VALVE FOR PIT-112 | ISO | ST | T3463AAAA230-2 | no data | no data | no data | no data | no data
01MAA41AA804 | no data | no data | ST | HP TURBINE GLAND STEAM PIT lSO | ISO | ST | T3463AAAA230-2 | no data | no data | no data | no data | no data
01MAB03AA801 | no data | no data | ST | PIT-113 ISO | ISO | ST | T3463AAAA230-2 | no data | no data | no data | no data | no data
01MAB03AA802 | no data | no data | ST | PIT-114 ISO | ISO | ST | T3463AAAA230-2 | no data | no data | no data | no data | no data
01MAB03AA803 | no data | no data | ST | PIT-115 ISO | ISO | ST | T3463AAAA230-2 | no data | no data | no data | no data | no data
01MAC03AA801 | no data | no data | ST | PIT-123 ISO | ISO | ST | T3463AAAA230-2 | no data | no data | no data | no data | no data
01MAC11AA901 | ST VACUUM BREAKER NO.1 | TCP | no data | ST VACUUM BR 1 | MOV | ST | T3463AAAA230-2 | CLOSED | OPEN | no data | no data | no data
01MAC11AA902 | ST VACUUM BREAKER NO.2 | TCP | no data | ST VACUUM BR 2 | MOV | ST | T3463AAAA230-2 | CLOSED | OPEN | no data | no data | no data
01MAL01AA901 | CMV SEAT DRAIN MOTOR VALVE | TCP | no data | CMV SEAT DRAIN MOV | MOV | ST | T3463AAAA230-1 | CLOSED | OPEN | no data | no data | no data
01MAL02AA901 | STHP TURBINE STEAM INLET PIPE DRAIN MOV | TCP | no data | ST HP TURBINE STEAM INLET PIPE DRAIN MOTOR VALVE | MOV | ST | T3463AAAA230-1 | CLOSED | OPEN | no data | no data | no data
01MAL04AA901 | CRV SEAT DRAIN MOTOR VALVE | TCP | no data | CRV SEAT DRAIN MOTOR VALVE | MOV | ST | T3463AAAA230-1 | CLOSED | OPEN | no data | no data | no data
01MAL06AA901 | ST IP TURBINE STEAM INLET PIPE DRAIN MOV | TCP | no data | ST IP TURBINE STEAM INLET PIPE DRAIN MOTOR VALVE | MOV | ST | T3463AAAA230-1 | CLOSED | OPEN | no data | no data | no data
01MAL08AA901 | LP STEAM STRAINER DRAIN VALVE | TURBINE BUILDING | no data | LP STEAM STRAINER DRAIN VALVE | DRAIN | ST | T3463AAAA230-1 | CLOSED | OPEN | no data | no data | no data
01MAL08AA902 | LP STEAM STRAINER DRAIN VALVE AIR SET | TURBINE BUILDING | no data | LP STEAM STRAINER DRAIN VALVE AIR SET | DRAIN | ST | T3463AAAA230-1 | CLOSED | OPEN | no data | no data | no data
01MAL08AA903 | LP STEAM INLET PIPE DRAIN VALVE | TURBINE BUILDING | no data | LP STEAM INLET PIPE DRAIN VALVE | DRAIN | ST | T3463AAAA230-1 | OPEN | CLOSED | no data | no data | no data
01MAL08AA904 | LP STEAM INLET PIPE DRAIN VALVLE AIR SET | TURBINE BUILDING | no data | LP STEAM INLET PIPE DRAIN VALVE AIR SET | DRAIN | ST | T3463AAAA230-1 | CLOSED | OPEN | no data | no data | no data
01MAM30AA101 | CMV STEM LEAK RECOVERY MOTOR VALVE | TCP | no data | GMV STEM LEAK RECOVERY MOTOR VALVE | MOV | ST | T3463AAAA230-1 | CLOSED | OPEN | no data | no data | no data
01MAM30AA102 | CMV STEAM LEAK DRAIN VALVE | TCP | no data | CMV STEAM LEAK DRAIN VALVE | MOV | ST | T3463AAAA230-1 | CLOSED | OPEN | no data | no data | no data
01MAV10AA101 | TURNING GEAR SUPPLY OIL SOLENOID VALVE BYPASS VALVE | TURBINE BUILDING | no data | TURNING GEAR SUPPLY OIL SOLENOID VALVE BYPASS VALVE | ISO | ST | T3463AAAA210-1 | CLOSED | CLOSED | no data | no data | no data
01MAV10AA102 | TURNING GEAR SUPPLY OIL SOLENOID VALVE INLET VALVE | TURBINE BUILDING | no data | TURNING GEAR SUPPLY OIL SOLENOID VALVE JNLET VALVE | ISO | ST | T3463AAAA210-1 | OPEN | CLOSED | no data | no data | no data
01MAV10AA103 | TURNING GEAR SUPPLY OIL SOLENOID VALVE OUTLET VALVE | TURBINE BUILDING | no data | TURNING GEAR SUPPLY OIL SOLENOID VALVE OUTLET VALVE | ISO | ST | T3463AAAA210-1 | OPEN | CLOSED | no data | no data | no data
01MAV10AA106 | SSS CLUTCH (DISENGAGED) OIL SUPPLY SOLENOID VALVE ISO. VALVE | TURBINE BUILDING | no data | SSS CLUTCH (DISENGAGED) OIL SUPPLY SOLENOID VALVE ISOLATION VALVE | ISO | ST | T3463AAAA210-1 | OPEN | CLOSED | no data | no data | no data
01MAV10AA108 | SSS CLUTCH (ENGAGED) OIL SUPPLY SOLENOID VALVE BYPASS VALVE | TURBINE BUILDING | no data | SSS CŁUTCH (ENGAGED) OIL SUPPLY SOLENOID VALVE BY—PASS VALVE | ISO | ST | T3463AAAA210-1 | CLOSED | CLOSED | no data | no data | no data
01MAV10AA109 | SSS CLUTCH (ENGAGED) OIL DRAIN SOLENOID VALVE ISO. VALVE | TURBINE BUILDING | no data | SSS CLUTCH (ENGAGED) OIL DRAIN SOLENOID VALVE ISOLATION VALVE | ISO | ST | T3463AAAA210-1 | OPEN | CLOSED | no data | no data | no data
01MAV10AA112 | SSS CLUTCH OIL DRAIN SOLENOID VALVE BYPASS VALVE | TURBINE BUILDING | no data | SSS CLUTCH (DISENGAGED) OIL DRAIN VALVE BY-PASS VALVE | ISO | ST | T3463AAAA210-1 | CLOSED | CLOSED | no data | no data | no data
01MAV10AA801 | no data | no data | no data | INSTRUMENT VALVE FOR PIT-16 | no data | ST | T3463AAAA210-1 | no data | no data | no data | no data | no data
01MAV10AA802 | no data | no data | no data | INSTRUMENT VALVE FOR PS-1 | no data | ST | T3463AAAA210-1 | no data | no data | no data | no data | no data
01MAY02AA151 | no data | no data | no data | HP STOP VALVE ACTUATOR PILOT CHEGK VALVE | no data | ST | T3463AAAA210-3 | no data | no data | no data | no data | no data
01MAY02AA153 | no data | no data | no data | SERVO VALVE FOR HP CONTROL VALVE | no data | ST | T3463AAAA210-3 | no data | no data | no data | no data | no data
01MAY02AA251 | no data | no data | no data | IP STOP VALVE ACTUATOR PILOT CHECK VALVE | no data | ST | T3463AAAA210-3 | no data | no data | no data | no data | no data
01MAY02AA253 | no data | no data | no data | SERVO VALVE FOR IP CONTROL VALVE | no data | ST | T3463AAAA210-3 | no data | no data | no data | no data | no data
01MAY02AA351 | no data | no data | no data | LP STOP VALVE AGTUATDR ST CONTROL OIL INLET VALVE | no data | ST | T3463AAAA210-3 | no data | no data | no data | no data | no data
01MAY02AA353 | no data | no data | no data | LP STOP VALVE PILOT OPERATED CHECK VALVE | no data | ST | T3463AAAA210-3 | no data | no data | no data | no data | no data
01MAY02AA401 | no data | no data | no data | LP CONTROL VALVE ACTUATOR ST CONTROL OIL INLET VALVE | no data | ST | T3463AAAA210-3 | no data | no data | no data | no data | no data
01MAY02AA402 | no data | no data | no data | LP CONTROL VALVE PILOT OPERATED CHEGK | no data | ST | T3463AAAA210-3 | no data | no data | no data | no data | no data
01MAY02AA403 | no data | no data | no data | Servo valve for LP control vlv | no data | ST | T3463AAAA210-3 | no data | no data | no data | no data | no data
01MAY04AA901 | no data | no data | no data | LP STOP VALVE ACTUATOR DRAIN CHEGK VALVE | no data | ST | T3463AAAA210-3 | no data | no data | no data | no data | no data
01MAY04AA902 | no data | no data | no data | FAST ACTING SOLENOID VALVE FOR LP CONTROL VALVE DRAIN VALVE | no data | ST | T3463AAAA210-3 | no data | no data | no data | no data | no data
01MAY04AA903 | no data | no data | no data | LP CONTROL VALVE AGTUATOR DRAIN CHECK VALVE | no data | ST | T3463AAAA210-3 | no data | no data | no data | no data | no data
01QEB01AA101 | HIP TURBINE COOLING CELL SUPPLY AIR VALVE INLET VALVE | TURBINE BUILDING | no data | HIP TURBINE COOLING CELL SUPPLY AIR VALVE INLET VALVE | no data | ST | T3463AAAA230-2 | OPEN | CLOSED | no data | no data | no data
01QEB01AA103 | HIP TURBINE COOLING CELL SUPPLY AIR VALVE OUTLET VALVE | TURBINE BUILDING | no data | HIP TURBINE COOLING CELL SUPPLY ATR VALVE OUTLET VALVE | no data | ST | T3463AAAA230-2 | OPEN | CLOSED | no data | no data | no data
01QEB01AA104 | HIP TURBINE COOLING CELL SUPPLY AIR VALVEBYPASS VALVE | TURBINE BUILDING | no data | HIP TURBINE COOLING CELL SUPPLY AIR VALUE BY-PASS VALVE | no data | ST | T3463AAAA230-2 | OPEN | CLOSED | no data | no data | no data
01QEB01AA105 | CASEING COOLING CELL (HP) SUPPLY AIR INLET VALVE | TURBINE BUILDING | no data | CASING COOLING CELL (HP) SUPPLY AIR INLET VALVE | no data | ST | T3463AAAA230-2 | OPEN | CLOSED | no data | no data | no data
01QEB01AA106 | no data | no data | no data | CASING COOLING CELL (HP) OUTLET VALVE | no data | ST | T3463AAAA230-2 | no data | no data | no data | no data | no data
01QEB01AA107 | CASEING COOLING CELL (IP) SUPPLY AIR INLET VALVE | TURBINE BUILDING | no data | GASING COOLING GELL (IP) SUPPLY AIR INLET VALVE | no data | ST | T3463AAAA230-2 | OPEN | CLOSED | no data | no data | no data
01QEB01AA108 | no data | no data | no data | CASJNG COOLING GELL (IP) OUTLET CHEGK VALVE | no data | ST | T3463AAAA230-2 | no data | no data | no data | no data | no data
01QEB01AA109 | CASEING COOLING CELL (LP) SUPPLY AIR INLET VALVE | TURBINE BUILDING | no data | CASING COOLING CELL (LP) SUPPLY AIR INLET VALVE | no data | ST | T3463AAAA230-2 | OPEN | CLOSED | no data | no data | no data
01QEB01AA110 | no data | no data | no data | CASING COOLING CELL (LP) OUTLET CHECK VALVE | no data | ST | T3463AAAA230-2 | no data | no data | no data | no data | no data
01QEB01AA801 | no data | no data | no data | INSTRUMENT VALVE FOR PiT—109 | no data | ST | T3463AAAA230-2 | no data | no data | no data | no data | no data
00VDWT728 | no data | WTB | RO | no data | MANUAL | DWT | 1000AD | no data | no data | no data | 3" | no data
00VDWT723 | no data | WTB | RO | no data | MANUAL | DWT | 1000AD | no data | no data | no data | 3" | no data
00VDWT726 | no data | WTB | RO | no data | MANUAL | DWT | 1000AD | no data | no data | no data | 3" | no data
00VDWT751 | no data | WTB | RO | no data | MANUAL | DWT | 1000AD | no data | no data | no data | 3" | no data
00VDWT716 | no data | WTB | RO | no data | MANUAL | DWT | 1000AD | no data | no data | no data | 4" | no data
00VDWT727 | no data | WTB | RO | no data | MANUAL | DWT | 1000AD | no data | no data | no data | 4" | no data
00VDWT729 | no data | WTB | RO | no data | MANUAL | DWT | 1000AD | no data | no data | no data | 3" | no data
00VDWT730 | no data | WTB | RO | no data | MANUAL | DWT | 1000AD | no data | no data | no data | 3" | no data
00VDWT725 | no data | WTB | RO | no data | MANUAL | DWT | 1000AD | no data | no data | no data | 2" | no data
00VDWT717 | no data | WTB | RO | no data | MANUAL | DWT | 1000AD | no data | no data | no data | 1/4" | no data
00VDWT720 | no data | WTB | RO | no data | MANUAL | DWT | 1000AD | no data | no data | no data | 1/4" | no data
00VDWT731 | no data | WTB | RO | no data | MANUAL | DWT | 1000AD | no data | no data | no data | 1/4" | no data
00VDWT732 | no data | WTB | RO | no data | MANUAL | DWT | 1000AD | no data | no data | no data | 1/4" | no data
00VDWT733 | no data | WTB | RO | no data | MANUAL | DWT | 1000AD | no data | no data | no data | 1/4" | no data
00VDWT734 | no data | WTB | RO | no data | MANUAL | DWT | 1000AD | no data | no data | no data | 1/4" | no data
00VDWT735 | no data | WTB | RO | no data | MANUAL | DWT | 1000AD | no data | no data | no data | 1/4" | no data
00VDWT736 | no data | WTB | RO | no data | MANUAL | DWT | 1000AD | no data | no data | no data | 1/4" | no data
00VDWT753 | no data | WTB | RO | no data | MANUAL | DWT | 1000AD | no data | no data | no data | 1/4" | no data
00VDWT754 | no data | WTB | RO | no data | MANUAL | DWT | 1000AD | no data | no data | no data | 1/4" | no data
00VDWT755 | no data | WTB | RO | no data | MANUAL | DWT | 1000AD | no data | no data | no data | 1/4" | no data
00VDWT756 | no data | WTB | RO | no data | MANUAL | DWT | 1000AD | no data | no data | no data | 1/4" | no data
00VDWT757 | no data | WTB | RO | no data | MANUAL | DWT | 1000AD | no data | no data | no data | 1/4" | no data
00VDWT750 | no data | WTB | RO | no data | MANUAL | DWT | 1000AD | no data | no data | no data | 1/2" | no data
00VDWT718 | no data | WTB | RO | no data | MANUAL | DWT | 1000AD | no data | no data | no data | 1/2" | no data
00VDWT719 | no data | WTB | RO | no data | MANUAL | DWT | 1000AD | no data | no data | no data | 1/2" | no data
00VDWT721 | no data | WTB | RO | no data | MANUAL | DWT | 1000AD | no data | no data | no data | 1/2" | no data
00VDWT722 | no data | WTB | RO | no data | MANUAL | DWT | 1000AD | no data | no data | no data | 1/2" | no data
00VDWT752 | no data | WTB | RO | no data | MANUAL | DWT | 1000AD | no data | no data | no data | 1" | no data
00FCVDWT802 | no data | WTB | RO | no data | PNEU | DWT | 1000AD | no data | no data | no data | 4" | no data
00FCVDWT804 | no data | WTB | RO | no data | PNEU | DWT | 1000AD | no data | no data | no data | 4" | no data
00FCVDWT803 | no data | WTB | RO | no data | PNEU | DWT | 1000AD | no data | no data | no data | 1‐1/4" | no data
00FCVDWT801 | no data | WTB | RO | no data | PNEU | DWT | 1000AD | no data | no data | no data | 2" | no data
00FCVDWT724 | no data | WTB | RO | no data | PNEU | DWT | 1000AD | no data | no data | no data | 2" | no data
00VDWT739 | no data | WTB | RO | no data | CHECK | DWT | 1000AD | no data | no data | no data | 1" | no data
00VDWT738 | no data | WTB | RO | no data | CHECK | DWT | 1000AD | no data | no data | no data | 4" | no data
00VDWT811 | no data | WTB | RO | no data | CHECK | DWT | 1000AD | no data | no data | no data | 4" | no data
00VDWT701 | no data | WTB | RO | no data | VALVE MANIFOLD | DWT | 1000AD | no data | no data | no data | 1/2" | no data
00VDWT702 | no data | WTB | RO | no data | VALVE MANIFOLD | DWT | 1000AD | no data | no data | no data | 1/2" | no data
00VDWT705 | no data | WTB | RO | no data | VALVE MANIFOLD | DWT | 1000AD | no data | no data | no data | 1/2" | no data
00VDWT707 | no data | WTB | RO | no data | VALVE MANIFOLD | DWT | 1000AD | no data | no data | no data | 1/2" | no data
00VDWT708 | no data | WTB | RO | no data | VALVE MANIFOLD | DWT | 1000AD | no data | no data | no data | 1/2" | no data
00VDWT709 | no data | WTB | RO | no data | VALVE MANIFOLD | DWT | 1000AD | no data | no data | no data | 1/2" | no data
00VDWT710 | no data | WTB | RO | no data | VALVE MANIFOLD | DWT | 1000AD | no data | no data | no data | 1/2" | no data
00VDWT712 | no data | WTB | RO | no data | VALVE MANIFOLD | DWT | 1000AD | no data | no data | no data | 1/2" | no data
00VDWT713 | no data | WTB | RO | no data | VALVE MANIFOLD | DWT | 1000AD | no data | no data | no data | 1/2" | no data
00VDWT715 | no data | WTB | RO | no data | VALVE MANIFOLD | DWT | 1000AD | no data | no data | no data | 1/2" | no data
00VDWT740 | no data | WTB | RO | no data | VALVE MANIFOLD | DWT | 1000AD | no data | no data | no data | 1/2" | no data
00VDWT742 | no data | WTB | RO | no data | VALVE MANIFOLD | DWT | 1000AD | no data | no data | no data | 1/2" | no data
00VDWT745 | no data | WTB | RO | no data | VALVE MANIFOLD | DWT | 1000AD | no data | no data | no data | 1/2" | no data
00VDWT747 | no data | WTB | RO | no data | VALVE MANIFOLD | DWT | 1000AD | no data | no data | no data | 1/2" | no data
00VDWT748 | no data | WTB | RO | no data | VALVE MANIFOLD | DWT | 1000AD | no data | no data | no data | 1/2" | no data
00VDWT758 | no data | WTB | RO | no data | VALVE MANIFOLD | DWT | 1000AD | no data | no data | no data | 1/2" | no data
00VDWT703 | no data | WTB | RO | no data | VALVE MANIFOLD | DWT | 1000AD | no data | no data | no data | 1/2" | no data
00VDWT704 | no data | WTB | RO | no data | VALVE MANIFOLD | DWT | 1000AD | no data | no data | no data | 1/2" | no data
00VDWT706 | no data | WTB | RO | no data | VALVE MANIFOLD | DWT | 1000AD | no data | no data | no data | 1/2" | no data
00VDWT741 | no data | WTB | RO | no data | VALVE MANIFOLD | DWT | 1000AD | no data | no data | no data | 1/2" | no data
00VDWT743 | no data | WTB | RO | no data | VALVE MANIFOLD | DWT | 1000AD | no data | no data | no data | 1/2" | no data
00VDWT744 | no data | WTB | RO | no data | VALVE MANIFOLD | DWT | 1000AD | no data | no data | no data | 1/2" | no data
00VDWT746 | no data | WTB | RO | no data | VALVE MANIFOLD | DWT | 1000AD | no data | no data | no data | 1/2" | no data
00VDWT749 | no data | WTB | RO | no data | VALVE MANIFOLD | DWT | 1000AD | no data | no data | no data | 1/2" | no data
00VDWT711 | no data | WTB | RO | no data | VALVE MANIFOLD | DWT | 1000AD | no data | no data | no data | 1/2" | no data
00VDWT714 | no data | WTB | RO | no data | VALVE MANIFOLD | DWT | 1000AD | no data | no data | no data | 1/2" | no data
00VDWT786 | no data | WTB | RO | no data | MANUAL | DWT | 1000BD | no data | no data | no data | 3" | no data
00VDWT781 | no data | WTB | RO | no data | MANUAL | DWT | 1000BD | no data | no data | no data | 3" | no data
00VDWT784 | no data | WTB | RO | no data | MANUAL | DWT | 1000BD | no data | no data | no data | 3" | no data
00VDWT809 | no data | WTB | RO | no data | MANUAL | DWT | 1000BD | no data | no data | no data | 3" | no data
00VDWT774 | no data | WTB | RO | no data | MANUAL | DWT | 1000BD | no data | no data | no data | 4" | no data
00VDWT785 | no data | WTB | RO | no data | MANUAL | DWT | 1000BD | no data | no data | no data | 4" | no data
00VDWT787 | no data | WTB | RO | no data | MANUAL | DWT | 1000BD | no data | no data | no data | 3" | no data
00VDWT788 | no data | WTB | RO | no data | MANUAL | DWT | 1000BD | no data | no data | no data | 3" | no data
00VDWT783 | no data | WTB | RO | no data | MANUAL | DWT | 1000BD | no data | no data | no data | 2" | no data
00VDWT775 | no data | WTB | RO | no data | MANUAL | DWT | 1000BD | no data | no data | no data | 1/4" | no data
00VDWT778 | no data | WTB | RO | no data | MANUAL | DWT | 1000BD | no data | no data | no data | 1/4" | no data
00VDWT789 | no data | WTB | RO | no data | MANUAL | DWT | 1000BD | no data | no data | no data | 1/4" | no data
00VDWT790 | no data | WTB | RO | no data | MANUAL | DWT | 1000BD | no data | no data | no data | 1/4" | no data
00VDWT791 | no data | WTB | RO | no data | MANUAL | DWT | 1000BD | no data | no data | no data | 1/4" | no data
00VDWT792 | no data | WTB | RO | no data | MANUAL | DWT | 1000BD | no data | no data | no data | 1/4" | no data
00VDWT793 | no data | WTB | RO | no data | MANUAL | DWT | 1000BD | no data | no data | no data | 1/4" | no data
00VDWT794 | no data | WTB | RO | no data | MANUAL | DWT | 1000BD | no data | no data | no data | 1/4" | no data
00VDWT811 | no data | WTB | RO | no data | MANUAL | DWT | 1000BD | no data | no data | no data | 1/4" | no data
00VDWT812 | no data | WTB | RO | no data | MANUAL | DWT | 1000BD | no data | no data | no data | 1/4" | no data
00VDWT813 | no data | WTB | RO | no data | MANUAL | DWT | 1000BD | no data | no data | no data | 1/4" | no data
00VDWT814 | no data | WTB | RO | no data | MANUAL | DWT | 1000BD | no data | no data | no data | 1/4" | no data
00VDWT815 | no data | WTB | RO | no data | MANUAL | DWT | 1000BD | no data | no data | no data | 1/4" | no data
00VDWT808 | no data | WTB | RO | no data | MANUAL | DWT | 1000BD | no data | no data | no data | 1/2" | no data
00VDWT776 | no data | WTB | RO | no data | MANUAL | DWT | 1000BD | no data | no data | no data | 1/2" | no data
00VDWT777 | no data | WTB | RO | no data | MANUAL | DWT | 1000BD | no data | no data | no data | 1/2" | no data
00VDWT779 | no data | WTB | RO | no data | MANUAL | DWT | 1000BD | no data | no data | no data | 1/2" | no data
00VDWT780 | no data | WTB | RO | no data | MANUAL | DWT | 1000BD | no data | no data | no data | 1/2" | no data
00VDWT810 | no data | WTB | RO | no data | MANUAL | DWT | 1000BD | no data | no data | no data | 1" | no data
00FCVDWT807 | no data | WTB | RO | no data | PNEU | DWT | 1000BD | no data | no data | no data | 4" | no data
00FCVDWT809 | no data | WTB | RO | no data | PNEU | DWT | 1000BD | no data | no data | no data | 4" | no data
00FCVDWT808 | no data | WTB | RO | no data | PNEU | DWT | 1000BD | no data | no data | no data | 1‐1/4" | no data
00FCVDWT782 | no data | WTB | RO | no data | PNEU | DWT | 1000BD | no data | no data | no data | 2" | no data
00FCVDWT806 | no data | WTB | RO | no data | PNEU | DWT | 1000BD | no data | no data | no data | 2" | no data
00VDWT797 | no data | WTB | RO | no data | CHECK | DWT | 1000BD | no data | no data | no data | 1" | no data
00VDWT796 | no data | WTB | RO | no data | AUTOMATIC | DWT | 1000BD | no data | no data | no data | 4" | no data
00VDWT812 | no data | WTB | RO | no data | AUTOMATIC | DWT | 1000BD | no data | no data | no data | 4" | no data
00VDWT759 | no data | WTB | RO | no data | VALVE MANIFOLD | DWT | 1000BD | no data | no data | no data | 1/2" | no data
00VDWT760 | no data | WTB | RO | no data | VALVE MANIFOLD | DWT | 1000BD | no data | no data | no data | 1/2" | no data
00VDWT761 | no data | WTB | RO | no data | VALVE MANIFOLD | DWT | 1000BD | no data | no data | no data | 1/2" | no data
00VDWT764 | no data | WTB | RO | no data | VALVE MANIFOLD | DWT | 1000BD | no data | no data | no data | 1/2" | no data
00VDWT766 | no data | WTB | RO | no data | VALVE MANIFOLD | DWT | 1000BD | no data | no data | no data | 1/2" | no data
00VDWT767 | no data | WTB | RO | no data | VALVE MANIFOLD | DWT | 1000BD | no data | no data | no data | 1/2" | no data
00VDWT768 | no data | WTB | RO | no data | VALVE MANIFOLD | DWT | 1000BD | no data | no data | no data | 1/2" | no data
00VDWT769 | no data | WTB | RO | no data | VALVE MANIFOLD | DWT | 1000BD | no data | no data | no data | 1/2" | no data
00VDWT771 | no data | WTB | RO | no data | VALVE MANIFOLD | DWT | 1000BD | no data | no data | no data | 1/2" | no data
00VDWT773 | no data | WTB | RO | no data | VALVE MANIFOLD | DWT | 1000BD | no data | no data | no data | 1/2" | no data
00VDWT795 | no data | WTB | RO | no data | VALVE MANIFOLD | DWT | 1000BD | no data | no data | no data | 1/2" | no data
00VDWT798 | no data | WTB | RO | no data | VALVE MANIFOLD | DWT | 1000BD | no data | no data | no data | 1/2" | no data
00VDWT800 | no data | WTB | RO | no data | VALVE MANIFOLD | DWT | 1000BD | no data | no data | no data | 1/2" | no data
00VDWT803 | no data | WTB | RO | no data | VALVE MANIFOLD | DWT | 1000BD | no data | no data | no data | 1/2" | no data
00VDWT805 | no data | WTB | RO | no data | VALVE MANIFOLD | DWT | 1000BD | no data | no data | no data | 1/2" | no data
00VDWT806 | no data | WTB | RO | no data | VALVE MANIFOLD | DWT | 1000BD | no data | no data | no data | 1/2" | no data
00VDWT816 | no data | WTB | RO | no data | VALVE MANIFOLD | DWT | 1000BD | no data | no data | no data | 1/2" | no data
00VDWT762 | no data | WTB | RO | no data | VALVE MANIFOLD | DWT | 1000BD | no data | no data | no data | 1/2" | no data
00VDWT763 | no data | WTB | RO | no data | VALVE MANIFOLD | DWT | 1000BD | no data | no data | no data | 1/2" | no data
00VDWT765 | no data | WTB | RO | no data | VALVE MANIFOLD | DWT | 1000BD | no data | no data | no data | 1/2" | no data
00VDWT799 | no data | WTB | RO | no data | VALVE MANIFOLD | DWT | 1000BD | no data | no data | no data | 1/2" | no data
00VDWT801 | no data | WTB | RO | no data | VALVE MANIFOLD | DWT | 1000BD | no data | no data | no data | 1/2" | no data
00VDWT802 | no data | WTB | RO | no data | VALVE MANIFOLD | DWT | 1000BD | no data | no data | no data | 1/2" | no data
00VDWT804 | no data | WTB | RO | no data | VALVE MANIFOLD | DWT | 1000BD | no data | no data | no data | 1/2" | no data
00VDWT807 | no data | WTB | RO | no data | VALVE MANIFOLD | DWT | 1000BD | no data | no data | no data | 1/2" | no data
00VDWT770 | no data | WTB | RO | no data | VALVE MANIFOLD | DWT | 1000BD | no data | no data | no data | 1/2" | no data
00VDWT772 | no data | WTB | RO | no data | VALVE MANIFOLD | DWT | 1000BD | no data | no data | no data | 1/2" | no data
00VDWT821 | no data | WTB | RO | no data | MANUAL | DWT | 1200D | no data | no data | no data | 1/2" | no data
00VDWT822 | no data | WTB | RO | no data | MANUAL | DWT | 1200D | no data | no data | no data | 1/2" | no data
00VDWT823 | no data | WTB | RO | no data | MANUAL | DWT | 1200D | no data | no data | no data | 1/2" | no data
00VDWT824 | no data | WTB | RO | no data | MANUAL | DWT | 1200D | no data | no data | no data | 1/2" | no data
00VDWT825 | no data | WTB | RO | no data | MANUAL | DWT | 1200D | no data | no data | no data | 1/2" | no data
00VDWT826 | no data | WTB | RO | no data | MANUAL | DWT | 1200D | no data | no data | no data | 1/2" | no data
00VDWT827 | no data | WTB | RO | no data | MANUAL | DWT | 1200D | no data | no data | no data | 1/2" | no data
00VDWT828 | no data | WTB | RO | no data | MANUAL | DWT | 1200D | no data | no data | no data | 1/2" | no data
00VDWT829 | no data | WTB | RO | no data | MANUAL | DWT | 1200D | no data | no data | no data | 1/2" | no data
00VDWT830 | no data | WTB | RO | no data | MANUAL | DWT | 1200D | no data | no data | no data | 1/2" | no data
00VDWT831 | no data | WTB | RO | no data | MANUAL | DWT | 1200D | no data | no data | no data | 1/2" | no data
00VDWT832 | no data | WTB | RO | no data | MANUAL | DWT | 1200D | no data | no data | no data | 1/2" | no data
00VDWT833 | no data | WTB | RO | no data | MANUAL | DWT | 1200D | no data | no data | no data | 1/2" | no data
00VDWT834 | no data | WTB | RO | no data | CHECK | DWT | 1200D | no data | no data | no data | 1/2" | no data
00VDWT835 | no data | WTB | RO | no data | CHECK | DWT | 1200D | no data | no data | no data | 1/2" | no data
00BPVDWT801 | no data | WTB | RO | no data | AUTOMATIC | DWT | 1200D | no data | no data | no data | 1/2" | no data
00PRVDWT801 | no data | WTB | RO | no data | AUTOMATIC | DWT | 1200D | no data | no data | no data | 1/2" | no data
00PRVDWT802 | no data | WTB | RO | no data | AUTOMATIC | DWT | 1200D | no data | no data | no data | 1/2" | no data
00VDWT819 | no data | WTB | RO | no data | N/A | DWT | 1200D | no data | no data | no data | 1/2" | no data
00VDWT820 | no data | WTB | RO | no data | N/A | DWT | 1200D | no data | no data | no data | 1/2" | no data
00VDWT840 | no data | WTB | RO | no data | MANUAL | DWT | 1300D | no data | no data | no data | 1/2" | no data
00VDWT841 | no data | WTB | RO | no data | MANUAL | DWT | 1300D | no data | no data | no data | 1/2" | no data
00VDWT842 | no data | WTB | RO | no data | MANUAL | DWT | 1300D | no data | no data | no data | 1/2" | no data
00VDWT843 | no data | WTB | RO | no data | MANUAL | DWT | 1300D | no data | no data | no data | 1/2" | no data
00VDWT844 | no data | WTB | RO | no data | MANUAL | DWT | 1300D | no data | no data | no data | 1/2" | no data
00VDWT845 | no data | WTB | RO | no data | MANUAL | DWT | 1300D | no data | no data | no data | 1/2" | no data
00VDWT846 | no data | WTB | RO | no data | MANUAL | DWT | 1300D | no data | no data | no data | 1/2" | no data
00VDWT847 | no data | WTB | RO | no data | MANUAL | DWT | 1300D | no data | no data | no data | 1/2" | no data
00VDWT848 | no data | WTB | RO | no data | MANUAL | DWT | 1300D | no data | no data | no data | 1/2" | no data
00VDWT849 | no data | WTB | RO | no data | MANUAL | DWT | 1300D | no data | no data | no data | 1/2" | no data
00VDWT850 | no data | WTB | RO | no data | MANUAL | DWT | 1300D | no data | no data | no data | 1/2" | no data
00VDWT851 | no data | WTB | RO | no data | MANUAL | DWT | 1300D | no data | no data | no data | 1/2" | no data
00VDWT852 | no data | WTB | RO | no data | MANUAL | DWT | 1300D | no data | no data | no data | 1/2" | no data
00VDWT853 | no data | WTB | RO | no data | CHECK | DWT | 1300D | no data | no data | no data | 1/2" | no data
00VDWT854 | no data | WTB | RO | no data | CHECK | DWT | 1300D | no data | no data | no data | 1/2" | no data
00BPVDWT802 | no data | WTB | RO | no data | AUTOMATIC | DWT | 1300D | no data | no data | no data | 1/2" | no data
00VDWT836 | no data | WTB | RO | no data | VALVE | DWT | 1300D | no data | no data | no data | 1/2" | no data
00VDWT838 | no data | WTB | RO | no data | MANIFOLD | DWT | 1300D | no data | no data | no data | 1/2" | no data
00VDWT858 | no data | WTB | RO | no data | MANUAL | DWT | 1400D | no data | no data | no data | 1/2" | no data
00VDWT860 | no data | WTB | RO | no data | MANUAL | DWT | 1400D | no data | no data | no data | 1/2" | no data
00VDWT862 | no data | WTB | RO | no data | MANUAL | DWT | 1400D | no data | no data | no data | 1/2" | no data
00VDWT864 | no data | WTB | RO | no data | MANUAL | DWT | 1400D | no data | no data | no data | 1/2" | no data
00VDWT866 | no data | WTB | RO | no data | MANUAL | DWT | 1400D | no data | no data | no data | 1/2" | no data
00VDWT868 | no data | WTB | RO | no data | MANUAL | DWT | 1400D | no data | no data | no data | 1/2" | no data
00VDWT870 | no data | WTB | RO | no data | MANUAL | DWT | 1400D | no data | no data | no data | 1/2" | no data
00VDWT872 | no data | WTB | RO | no data | MANUAL | DWT | 1400D | no data | no data | no data | 1/2" | no data
00VDWT874 | no data | WTB | RO | no data | MANUAL | DWT | 1400D | no data | no data | no data | 1/2" | no data
00VDWT877 | no data | WTB | RO | no data | MANUAL | DWT | 1400D | no data | no data | no data | 1/2" | no data
00VDWT857 | no data | WTB | RO | no data | MANUAL | DWT | 1400D | no data | no data | no data | 1/2" | no data
00VDWT859 | no data | WTB | RO | no data | MANUAL | DWT | 1400D | no data | no data | no data | 1/2" | no data
00VDWT861 | no data | WTB | RO | no data | MANUAL | DWT | 1400D | no data | no data | no data | 1/2" | no data
00VDWT863 | no data | WTB | RO | no data | MANUAL | DWT | 1400D | no data | no data | no data | 1/2" | no data
00VDWT865 | no data | WTB | RO | no data | MANUAL | DWT | 1400D | no data | no data | no data | 1/2" | no data
00VDWT867 | no data | WTB | RO | no data | MANUAL | DWT | 1400D | no data | no data | no data | 1/2" | no data
00VDWT869 | no data | WTB | RO | no data | MANUAL | DWT | 1400D | no data | no data | no data | 1/2" | no data
00VDWT871 | no data | WTB | RO | no data | MANUAL | DWT | 1400D | no data | no data | no data | 1/2" | no data
00VDWT873 | no data | WTB | RO | no data | MANUAL | DWT | 1400D | no data | no data | no data | 1/2" | no data
00VDWT875 | no data | WTB | RO | no data | MANUAL | DWT | 1400D | no data | no data | no data | 1/2" | no data
00VDWT878 | no data | WTB | RO | no data | MANUAL | DWT | 1400D | no data | no data | no data | 1/2" | no data
00BPVDWT803 | no data | WTB | RO | no data | AUTOMATIC | DWT | 1400D | no data | no data | no data | 1/2" | no data
00BPVDWT804 | no data | WTB | RO | no data | AUTOMATIC | DWT | 1400D | no data | no data | no data | 1/2" | no data
00PRVDWT803 | no data | WTB | RO | no data | AUTOMATIC | DWT | 1400D | no data | no data | no data | 1/2" | no data
00PRVDWT804 | no data | WTB | RO | no data | AUTOMATIC | DWT | 1400D | no data | no data | no data | 1/2" | no data
00PRVDWT805 | no data | WTB | RO | no data | AUTOMATIC | DWT | 1400D | no data | no data | no data | 1/2" | no data
00VDWT855 | no data | WTB | RO | no data | N/A | DWT | 1400D | no data | no data | no data | 1/2" | no data
00VDWT856 | no data | WTB | RO | no data | N/A | DWT | 1400D | no data | no data | no data | 1/2" | no data
00VDWT876 | no data | WTB | RO | no data | N/A | DWT | 1400D | no data | no data | no data | 1/2" | no data
00VDWT886 | no data | WTB | RO | no data | MANUAL | DWT | 1500D | no data | no data | no data | 1/2" | no data
00VDWT887 | no data | WTB | RO | no data | MANUAL | DWT | 1500D | no data | no data | no data | 1/2" | no data
00VDWT885 | no data | WTB | RO | no data | MANUAL | DWT | 1500D | no data | no data | no data | 1/4" | no data
00VDWT882 | no data | WTB | RO | no data | MANUAL | DWT | 1500D | no data | no data | no data | 3" | no data
00VDWT883 | no data | WTB | RO | no data | MANUAL | DWT | 1500D | no data | no data | no data | 3" | no data
00VDWT884 | no data | WTB | RO | no data | MANUAL | DWT | 1500D | no data | no data | no data | 3" | no data
00VDWT881 | no data | WTB | RO | no data | MANUAL | DWT | 1500D | no data | no data | no data | 4" | no data
00VDWT879 | no data | WTB | RO | no data | VALVE MANIFOLD | DWT | 1500D | no data | no data | no data | 1/2" | no data
00VDWT880 | no data | WTB | RO | no data | VALVE MANIFOLD | DWT | 1500D | no data | no data | no data | 1/2" | no data
00VDWT890 | no data | WTB | RO | no data | MANUAL | DWT | 1500D | no data | no data | no data | 1" | no data
00VDWT891 | no data | WTB | RO | no data | MANUAL | DWT | 1500D | no data | no data | no data | 1" | no data
00VDWT893 | no data | WTB | RO | no data | MANUAL | DWT | 1500D | no data | no data | no data | 1" | no data
00VDWT889 | no data | WTB | RO | no data | MANUAL | DWT | 1500D | no data | no data | no data | 4" | no data
01FCVDWS800 | no data | WTB | RO | no data | PNEUMATIC | DWT | 2000AD | no data | no data | no data | 3" | no data
01FCVDWS801 | no data | WTB | RO | no data | PNEUMATIC | DWT | 2000AD | no data | no data | no data | 3" | no data
01FCVDWS802 | no data | WTB | RO | no data | PNEUMATIC | DWT | 2000AD | no data | no data | no data | 3" | no data
01FCVDWS803 | no data | WTB | RO | no data | PNEUMATIC | DWT | 2000AD | no data | no data | no data | 3" | no data
01FCVDWS804 | no data | WTB | RO | no data | PNEUMATIC | DWT | 2000AD | no data | no data | no data | 3" | no data
01FCVDWS805 | no data | WTB | RO | no data | PNEUMATIC | DWT | 2000AD | no data | no data | no data | 3" | no data
01FCVDWS806 | no data | WTB | RO | no data | PNEUMATIC | DWT | 2000AD | no data | no data | no data | 3" | no data
01FCVDWS807 | no data | WTB | RO | no data | PNEUMATIC | DWT | 2000AD | no data | no data | no data | 3" | no data
01FCVDWS808 | no data | WTB | RO | no data | PNEUMATIC | DWT | 2000AD | no data | no data | no data | 3" | no data
01VDWS810 | no data | WTB | RO | no data | MANUAL | DWT | 2000AD | no data | no data | no data | 3" | no data
01VDWS811 | no data | WTB | RO | no data | MANUAL | DWT | 2000AD | no data | no data | no data | 3" | no data
01VDWS812 | no data | WTB | RO | no data | MANUAL | DWT | 2000AD | no data | no data | no data | 3" | no data
01VDWS813 | no data | WTB | RO | no data | MANUAL | DWT | 2000AD | no data | no data | no data | 3" | no data
01VDWS814 | no data | WTB | RO | no data | MANUAL | DWT | 2000AD | no data | no data | no data | 3" | no data
01VDWS815 | no data | WTB | RO | no data | MANUAL | DWT | 2000AD | no data | no data | no data | 3" | no data
01VDWS816 | no data | WTB | RO | no data | MANUAL | DWT | 2000AD | no data | no data | no data | 3" | no data
01VDWS817 | no data | WTB | RO | no data | MANUAL | DWT | 2000AD | no data | no data | no data | 3" | no data
01VDWS819 | no data | WTB | RO | no data | MANUAL | DWT | 2000AD | no data | no data | no data | 3" | no data
01VDWS820 | no data | WTB | RO | no data | MANUAL | DWT | 2000AD | no data | no data | no data | 3" | no data
01VDWS801 | no data | WTB | RO | no data | MANUAL | DWT | 2000AD | no data | no data | no data | 2" | no data
01VDWS802 | no data | WTB | RO | no data | MANUAL | DWT | 2000AD | no data | no data | no data | 2" | no data
01VDWS803 | no data | WTB | RO | no data | MANUAL | DWT | 2000AD | no data | no data | no data | 1" | no data
01VDWS804 | no data | WTB | RO | no data | MANUAL | DWT | 2000AD | no data | no data | no data | 1" | no data
01VDWS809 | no data | WTB | RO | no data | MANUAL | DWT | 2000AD | no data | no data | no data | 1" | no data
01VDWS821 | no data | WTB | RO | no data | CHECK | DWT | 2000AD | no data | no data | no data | 3" | no data
01VDWS822 | no data | WTB | RO | no data | CHECK | DWT | 2000AD | no data | no data | no data | 3" | no data
01VDWS823 | no data | WTB | RO | no data | CHECK | DWT | 2000AD | no data | no data | no data | 3" | no data
01VDWS805 | no data | WTB | RO | no data | VALVE MANIFOLD | DWT | 2000AD | no data | no data | no data | 1/2" | no data
01VDWS806 | no data | WTB | RO | no data | VALVE MANIFOLD | DWT | 2000AD | no data | no data | no data | 1/2" | no data
01VDWS807 | no data | WTB | RO | no data | VALVE MANIFOLD | DWT | 2000AD | no data | no data | no data | 1/2" | no data
01VDWS808 | no data | WTB | RO | no data | VALVE MANIFOLD | DWT | 2000AD | no data | no data | no data | 1/2" | no data
01PSVDWS800 | no data | WTB | RO | no data | N/A | DWT | 2000AD | no data | no data | no data | 1" | no data
01PSVDWS801 | no data | WTB | RO | no data | N/A | DWT | 2000AD | no data | no data | no data | 1" | no data
01VDWS800 | no data | WTB | RO | no data | VALVE | DWT | 2000AD | no data | no data | no data | 1/2" | no data
02FCVDWS800 | no data | WTB | RO | no data | PNEUMATIC | DWT | 2000BD | no data | no data | no data | 3" | no data
02FCVDWS801 | no data | WTB | RO | no data | PNEUMATIC | DWT | 2000BD | no data | no data | no data | 3" | no data
02FCVDWS802 | no data | WTB | RO | no data | PNEUMATIC | DWT | 2000BD | no data | no data | no data | 3" | no data
02FCVDWS803 | no data | WTB | RO | no data | PNEUMATIC | DWT | 2000BD | no data | no data | no data | 3" | no data
02FCVDWS805 | no data | WTB | RO | no data | PNEUMATIC | DWT | 2000BD | no data | no data | no data | 3" | no data
02FCVDWS806 | no data | WTB | RO | no data | PNEUMATIC | DWT | 2000BD | no data | no data | no data | 3" | no data
02FCVDWS807 | no data | WTB | RO | no data | PNEUMATIC | DWT | 2000BD | no data | no data | no data | 3" | no data
02FCVDWS808 | no data | WTB | RO | no data | PNEUMATIC | DWT | 2000BD | no data | no data | no data | 3" | no data
02FCVDWS809 | no data | WTB | RO | no data | PNEUMATIC | DWT | 2000BD | no data | no data | no data | 3" | no data
02VDWS803 | no data | WTB | RO | no data | MANUAL | DWT | 2000BD | no data | no data | no data | 3" | no data
02VDWS808 | no data | WTB | RO | no data | MANUAL | DWT | 2000BD | no data | no data | no data | 3" | no data
02VDWS809 | no data | WTB | RO | no data | MANUAL | DWT | 2000BD | no data | no data | no data | 3" | no data
02VDWS811 | no data | WTB | RO | no data | MANUAL | DWT | 2000BD | no data | no data | no data | 3" | no data
02VDWS813 | no data | WTB | RO | no data | MANUAL | DWT | 2000BD | no data | no data | no data | 3" | no data
02VDWS817 | no data | WTB | RO | no data | MANUAL | DWT | 2000BD | no data | no data | no data | 3" | no data
02VDWS818 | no data | WTB | RO | no data | MANUAL | DWT | 2000BD | no data | no data | no data | 3" | no data
02VDWS820 | no data | WTB | RO | no data | MANUAL | DWT | 2000BD | no data | no data | no data | 3" | no data
02VDWS822 | no data | WTB | RO | no data | MANUAL | DWT | 2000BD | no data | no data | no data | 3" | no data
02VDWS823 | no data | WTB | RO | no data | MANUAL | DWT | 2000BD | no data | no data | no data | 3" | no data
02VDWS824 | no data | WTB | RO | no data | MANUAL | DWT | 2000BD | no data | no data | no data | 3" | no data
02VDWS806 | no data | WTB | RO | no data | MANUAL | DWT | 2000BD | no data | no data | no data | 2" | no data
02VDWS826 | no data | WTB | RO | no data | MANUAL | DWT | 2000BD | no data | no data | no data | 2" | no data
02VDWS805 | no data | WTB | RO | no data | MANUAL | DWT | 2000BD | no data | no data | no data | 1" | no data
02VDWS807 | no data | WTB | RO | no data | MANUAL | DWT | 2000BD | no data | no data | no data | 1" | no data
02VDWS812 | no data | WTB | RO | no data | MANUAL | DWT | 2000BD | no data | no data | no data | 1" | no data
02VDWS816 | no data | WTB | RO | no data | CHECK | DWT | 2000BD | no data | no data | no data | 3" | no data
02VDWS819 | no data | WTB | RO | no data | CHECK | DWT | 2000BD | no data | no data | no data | 3" | no data
02VDWS825 | no data | WTB | RO | no data | CHECK | DWT | 2000BD | no data | no data | no data | 3" | no data
00VDWT723 | no data | WTB | RO | no data | VALVE MANIFOLD | DWT | 2000BD | no data | no data | no data | 1/2" | no data
00VDWT726 | no data | WTB | RO | no data | VALVE MANIFOLD | DWT | 2000BD | no data | no data | no data | 1/2" | no data
00VDWT751 | no data | WTB | RO | no data | VALVE MANIFOLD | DWT | 2000BD | no data | no data | no data | 1/2" | no data
02PSVDWS800 | no data | WTB | RO | no data | N/A | DWT | 2000BD | no data | no data | no data | 1" | no data
02PSVDWS801 | no data | WTB | RO | no data | N/A | DWT | 2000BD | no data | no data | no data | 1" | no data
02VDWS810 | no data | WTB | RO | no data | N/A | DWT | 2000BD | no data | no data | no data | 1/2" | no data
00VDWT898 | no data | WTB | RO | no data | MANUAL | DWT | 3000D | no data | no data | no data | 1/2" | no data
00VDWT899 | no data | WTB | RO | no data | MANUAL | DWT | 3000D | no data | no data | no data | 1/2" | no data
00VDWT900 | no data | WTB | RO | no data | MANUAL | DWT | 3000D | no data | no data | no data | 1/2" | no data
00VDWT901 | no data | WTB | RO | no data | MANUAL | DWT | 3000D | no data | no data | no data | 1/2" | no data
00VDWT902 | no data | WTB | RO | no data | MANUAL | DWT | 3000D | no data | no data | no data | 1/2" | no data
00VDWT903 | no data | WTB | RO | no data | MANUAL | DWT | 3000D | no data | no data | no data | 1/2" | no data
00VDWT904 | no data | WTB | RO | no data | MANUAL | DWT | 3000D | no data | no data | no data | 1/2" | no data
00VDWT905 | no data | WTB | RO | no data | MANUAL | DWT | 3000D | no data | no data | no data | 1/2" | no data
00VDWT906 | no data | WTB | RO | no data | MANUAL | DWT | 3000D | no data | no data | no data | 1/2" | no data
00VDWT907 | no data | WTB | RO | no data | MANUAL | DWT | 3000D | no data | no data | no data | 1/2" | no data
00VDWT908 | no data | WTB | RO | no data | MANUAL | DWT | 3000D | no data | no data | no data | 1/2" | no data
00VDWT909 | no data | WTB | RO | no data | MANUAL | DWT | 3000D | no data | no data | no data | 1/2" | no data
00VDWT910 | no data | WTB | RO | no data | MANUAL | DWT | 3000D | no data | no data | no data | 1/2" | no data
00VDWT986 | no data | WTB | RO | no data | MANUAL | DWT | 3000D | no data | no data | no data | 1/2" | no data
00BPVDWT805 | no data | WTB | RO | no data | MANUAL | DWT | 3000D | no data | no data | no data | 1/2" | no data
0PRVDWT805 | no data | WTB | RO | no data | AUTOMATIC | DWT | 3000D | no data | no data | no data | 1/2" | no data
0PRVDWT806 | no data | WTB | RO | no data | AUTOMATIC | DWT | 3000D | no data | no data | no data |  | no data
02MPV01AA001 | no data | no data | no data | no data | Gate valve | MBSHI | LP-01191 | no data | no data | LO | 3" | no data
02MPV01AA002 | no data | no data | no data | no data | Globe valve | MBSHI | LP-01191 | no data | no data | LO | 1" | no data
02MPV01AA003 | no data | no data | no data | no data | Ball valve | MBSHI | LP-01191 | no data | no data | LO | 3" | no data
02MPV01AA004 | no data | no data | no data | no data | Gate valve | MBSHI | LP-01191 | no data | no data | LO | 3" | no data
02MPV01AA013 | no data | no data | no data | no data | Gate valve | MBSHI | LP-01191 | no data | no data | LO | 2-1/2" | no data
02MPV01AA101 | no data | no data | no data | no data | Check valve | MBSHI | LP-01191 | no data | no data | LO | 8" | no data
02MPV01AA102 | no data | no data | no data | no data | Check valve | MBSHI | LP-01191 | no data | no data | LO | 8" | no data
02MPV01AA109 | no data | no data | no data | no data | Needle valve | MBSHI | LP-01191 | no data | no data | LO | 1/2" | no data
02MPV01AA114 | no data | no data | no data | no data | Gate valve | MBSHI | LP-01191 | no data | no data | LO | 2-1/2" | no data
02MPV01AA125 | no data | no data | no data | no data | Ball valve | MBSHI | LP-01191 | no data | no data | LO | 3/4" | no data
02MPV01AA401 | no data | no data | no data | no data | Check valve | MBSHI | LP-01191 | no data | no data | LO | 8" | no data
02MPV01AA801 | no data | no data | no data | no data | Gate valve | MBSHI | LP-01191 | no data | no data | LO | 3/4" | no data
02MPV01AA802 | no data | no data | no data | no data | Gate valve | MBSHI | LP-01191 | no data | no data | LO | 3/4" | no data
02MPV01AA803 | no data | no data | no data | no data | Gate valve | MBSHI | LP-01191 | no data | no data | LO | 2" | no data
02MPV01AA804 | no data | no data | no data | no data | Gate valve | MBSHI | LP-01191 | no data | no data | LO | 2" | no data
02MPV01AA812 | no data | no data | no data | no data | Gate valve | MBSHI | LP-01191 | no data | no data | LO | 3/4" | no data
02MPV01AA813 | no data | no data | no data | no data | Gate valve | MBSHI | LP-01191 | no data | no data | LO | 3/4" | no data
02MPV01AA814 | no data | no data | no data | no data | Gate valve | MBSHI | LP-01191 | no data | no data | LO | 3/4" | no data
02MPV01AA815 | no data | no data | no data | no data | Gate valve | MBSHI | LP-01191 | no data | no data | LO | 3/4" | no data
02MPV01AA816 | no data | no data | no data | no data | Gate valve | MBSHI | LP-01191 | no data | no data | LO | 3/4" | no data
02MPV01AA817 | no data | no data | no data | no data | Gate valve | MBSHI | LP-01191 | no data | no data | LO | 3/4" | no data
02MPV01AA821 | no data | no data | no data | no data | Gate valve | MBSHI | LP-01191 | no data | no data | LO | 3/4" | no data
02MPV01AA822 | no data | no data | no data | no data | Gate valve | MBSHI | LP-01191 | no data | no data | LO | 3/4" | no data
02MPV01AA823 | no data | no data | no data | no data | Gate valve | MBSHI | LP-01191 | no data | no data | LO | 3/4" | no data
02MPV01AA824 | no data | no data | no data | no data | Gate valve | MBSHI | LP-01191 | no data | no data | LO | 3/4" | no data
02MPV01AA841 | no data | no data | no data | no data | Gate valve | MBSHI | LP-01191 | no data | no data | LO | 3/4" | no data
02MPV01AA851 | no data | no data | no data | no data | Gate valve | MBSHI | LP-01191 | no data | no data | LO | 3/4" | no data
02MPV01AA852 | no data | no data | no data | no data | Gate valve | MBSHI | LP-01191 | no data | no data | LO | 3/4" | no data
02MPV01AA911 | no data | no data | no data | no data | Globe valve | MBSHI | LP-01191 | no data | no data | LO | 1-1/2" | no data
02MPV01AA912 | no data | no data | no data | no data | Globe valve | MBSHI | LP-01191 | no data | no data | LO | 1-1/2" | no data
02MPV01AA914 | no data | no data | no data | no data | Globe valve | MBSHI | LP-01191 | no data | no data | LO | 1-1/2" | no data
02MPV01AA915 | no data | no data | no data | no data | Globe valve | MBSHI | LP-01191 | no data | no data | LO | 1-1/2" | no data
02MPV01AA918 | no data | no data | no data | no data | Globe valve | MBSHI | LP-01191 | no data | no data | LO | 1" | no data
02MPV01AA919 | no data | no data | no data | no data | Globe valve | MBSHI | LP-01191 | no data | no data | LO | 1" | no data
02MPV01AA930 | no data | no data | no data | no data | Globe valve | MBSHI | LP-01191 | no data | no data | LO | 1" | no data
02MPV21AA101 | no data | no data | no data | no data | Gate valve | MBSHI | LP-01191 | no data | no data | LO | 3" | no data
02MBV02AA832 | no data | no data | no data | no data | Gate valve | MBSHI | LP-01192 | no data | no data | LO | 1" | no data
02MBV03AA811 | no data | no data | no data | no data | Globe valve | MBSHI | LP-01192 | no data | no data | LO | 1/4" | no data
02MBV03AA812 | no data | no data | no data | no data | Gate valve | MBSHI | LP-01192 | no data | no data | LO | 1/4" | no data
02MBV03AA813 | no data | no data | no data | no data | Gate valve | MBSHI | LP-01192 | no data | no data | AC | 1/4" | no data
02MBV03AA827 | no data | no data | no data | no data | Globe valve | MBSHI | LP-01192 | no data | no data | LO | 1" | no data
02MBV05AA923 | no data | no data | no data | no data | Gate valve | MBSHI | LP-01192 | no data | no data | LO | 1" | no data
02MPV01AA107 | no data | no data | no data | no data | Globe valve | MBSHI | LP-01192 | no data | no data | LO | 1/2" | no data
02MPV01AA108 | no data | no data | no data | no data | Globe valve | MBSHI | LP-01192 | no data | no data | LO | 1/2" | no data
02MPV01AA110 | no data | no data | no data | no data | Globe valve | MBSHI | LP-01192 | no data | no data | LO | 1/2" | no data
02MPV01AA201 | no data | no data | no data | no data | Globe valve | MBSHI | LP-01192 | no data | no data | LO | 3/4" | no data
02MPV01AA202 | no data | no data | no data | no data | Globe valve | MBSHI | LP-01192 | no data | no data | LO | 3/4" | no data
02MPV01AA203 | no data | no data | no data | no data | Globe valve | MBSHI | LP-01192 | no data | no data | LO | 3/4" | no data
02MPV01AA204 | no data | no data | no data | no data | Globe valve | MBSHI | LP-01192 | no data | no data | LO | 3/4" | no data
02MPV01AA842 | no data | no data | no data | no data | Needle valve | MBSHI | LP-01192 | no data | no data | LO | 8" | no data
02MPV01AA843 | no data | no data | no data | no data | Globe valve | MBSHI | LP-01192 | no data | no data | LO | 1/2" | no data
02MPV01AA105 | no data | no data | no data | no data | 3-way globe valve | MBSHI | LP-01193 | no data | no data | LO | 10" | no data
02MPV01AA106 | no data | no data | no data | no data | Ball valve | MBSHI | LP-01193 | no data | no data | LO | 1" | no data
02MPV01AA501 | no data | no data | no data | no data | Ball valve | MBSHI | LP-01193 | no data | no data | LO | 1-1/2" | no data
02MPV01AA502 | no data | no data | no data | no data | Ball valve | MBSHI | LP-01193 | no data | no data | LO | 1-1/2" | no data
02MPV01AA503 | no data | no data | no data | no data | Ball valve | MBSHI | LP-01193 | no data | no data | LO | 1-1/2" | no data
02MPV01AA512 | no data | no data | no data | no data | 3-way globe valve | MBSHI | LP-01193 | no data | no data | LO | 10" | no data
02MPV01AA902 | no data | no data | no data | no data | Gate valve | MBSHI | LP-01193 | no data | no data | LO | 1" | no data
02MPV01AA903 | no data | no data | no data | no data | Gate valve | MBSHI | LP-01193 | no data | no data | LO | 1" | no data
02MPV01AA905 | no data | no data | no data | no data | Globe valve | MBSHI | LP-01193 | no data | no data | LO | 1/2" | no data
02MPV01AA906 | no data | no data | no data | no data | Globe valve | MBSHI | LP-01193 | no data | no data | LO | 1/2" | no data
02MPV01AA907 | no data | no data | no data | no data | Globe valve | MBSHI | LP-01193 | no data | no data | LO | 1/2" | no data
02MPV01AA910 | no data | no data | no data | no data | Gate valve | MBSHI | LP-01193 | no data | no data | LO | 1" | no data
02MPV01AA920 | no data | no data | no data | no data | Ball valve | MBSHI | LP-01193 | no data | no data | LO | 1" | no data
02MPV01AA931 | no data | no data | no data | no data | Gate valve | MBSHI | LP-01193 | no data | no data | LO | 1" | no data
02MPV01AA932 | no data | no data | no data | no data | Gate valve | MBSHI | LP-01193 | no data | no data | LO | 1" | no data
02MPV03AA201 | no data | no data | no data | no data | Butterfly valve | MBSHI | LP-01194 | no data | no data | LO | 10" | no data
02MPV03AA202 | no data | no data | no data | no data | Butterfly valve | MBSHI | LP-01194 | no data | no data | LO | 10" | no data
02MPV03AA204 | no data | no data | no data | no data | Butterfly valve | MBSHI | LP-01194 | no data | no data | LO | 10" | no data
02MPV03AA207 | no data | no data | no data | no data | Butterfly valve | MBSHI | LP-01194 | no data | no data | LO | 10" | no data
02MPV03AA208 | no data | no data | no data | no data | Butterfly valve | MBSHI | LP-01194 | no data | no data | LO | 10" | no data
02MPV03AA301 | no data | no data | no data | no data | Check valve | MBSHI | LP-01194 | no data | no data | LO | 10" | no data
02MPV03AA302 | no data | no data | no data | no data | Check valve | MBSHI | LP-01194 | no data | no data | LO | 10" | no data
02MPV03AA801 | no data | no data | no data | no data | Ball valve | MBSHI | LP-01194 | no data | no data | LO | 3/4" | no data
02MPV03AA802 | no data | no data | no data | no data | Ball valve | MBSHI | LP-01194 | no data | no data | LO | 3/4" | no data
02MPV03AA902 | no data | no data | no data | no data | Ball valve | MBSHI | LP-01194 | no data | no data | LO | 1" | no data
02MPV03AA903 | no data | no data | no data | no data | Ball valve | MBSHI | LP-01194 | no data | no data | LO | 1" | no data
02MPV21AA103 | no data | no data | no data | no data | Check valve | MBSHI | LP-01195 | no data | no data | LO | 1-1/2" | no data
MPV21AA106 | MPV21AA106 LO Purifier Outlet to Tank | U2 Lube Oil Skid | no data | no data | Gate valve | MBSHI | LP-01195 | OPEN | CLOSED | LO | 1-1/2" | no data
02MPV21AA108 | no data | no data | no data | no data | Gate valve | MBSHI | LP-01195 | no data | no data | LO | 1-1/2" | no data
02MPV21AA801 | no data | no data | no data | no data | Ball valve | MBSHI | LP-01195 | no data | no data | LO | 3/4" | no data
02MPV21AA802 | no data | no data | no data | no data | Ball valve | MBSHI | LP-01195 | no data | no data | LO | 3/4" | no data
02MPV21AA803 | no data | no data | no data | no data | Globe valve | MBSHI | LP-01195 | no data | no data | LO | 3/4" | no data
02MPV21AA804 | no data | no data | no data | no data | Globe valve | MBSHI | LP-01195 | no data | no data | LO | 3/4" | no data
02MPV21AA807 | no data | no data | no data | no data | Needle valve | MBSHI | LP-01195 | no data | no data | LO | 1/2" | no data
02MPV21AA808 | no data | no data | no data | no data | Needle valve | MBSHI | LP-01195 | no data | no data | LO | 1/2" | no data
02MPV21AA809 | no data | no data | no data | no data | Ball valve | MBSHI | LP-01195 | no data | no data | LO | 3/4" | no data
MPV21AA902 | MPV21AA902 LO Purifier Filter Drain | U2 Lube Oil Skid | no data | no data | Globe valve | MBSHI | LP-01195 | CLOSED | OPEN | LO | 3/4" | no data
02MPV21AA903 | no data | no data | no data | no data | Gate valve | MBSHI | LP-01195 | no data | no data | LO | 3/4" | no data
02MPX01AA001 | no data | no data | no data | no data | Ball valve | MBSHI | LP-01196 | no data | no data | OH | 3" | no data
02MPX01AA004 | no data | no data | no data | no data | Ball valve | MBSHI | LP-01196 | no data | no data | OH | 3" | no data
MPX01AA014 | MPX01AA014 Fullers Earth Filter ISO | Control Oil Skid | no data | no data | Globe valve | MBSHI | LP-01196 | OPEN | CLOSED | OH | 2" | no data
02MPX01AA015 | no data | no data | no data | no data | Check valve | MBSHI | LP-01196 | no data | no data | OH | 2" | no data
02MPX01AA053 | no data | no data | no data | no data | Check valve | MBSHI | LP-01196 | no data | no data | OH | 1/2" | no data
02MPX01AA054 | no data | no data | no data | no data | Check valve | MBSHI | LP-01196 | no data | no data | OH | 1/2" | no data
02MPX01AA102 | no data | no data | no data | no data | Ball valve | MBSHI | LP-01196 | no data | no data | OH | 1/4" | no data
02MPX01AA103 | no data | no data | no data | no data | Check valve | MBSHI | LP-01196 | no data | no data | OH | 1/4" | no data
02MPX01AA106 | no data | no data | no data | no data | Ball valve | MBSHI | LP-01196 | no data | no data | OH | 1/4" | no data
02MPX01AA107 | no data | no data | no data | no data | Check valve | MBSHI | LP-01196 | no data | no data | OH | 1/4" | no data
02MPX01AA114 | no data | no data | no data | no data | Check valve | MBSHI | LP-01196 | no data | no data | OH | 2" | no data
02MPX01AA115 | no data | no data | no data | no data | Ball valve | MBSHI | LP-01196 | no data | no data | OH | 1/2" | no data
02MPX01AA116 | no data | no data | no data | no data | Ball valve | MBSHI | LP-01196 | no data | no data | OH | 1/2" | no data
02MPX01AA118 | no data | no data | no data | no data | Ball valve | MBSHI | LP-01196 | no data | no data | OH | 1-1/2" | no data
02MPX01AA174 | no data | no data | no data | no data | Ball valve | MBSHI | LP-01196 | no data | no data | OH | 2" | no data
02MPX01AA177 | no data | no data | no data | no data | Ball valve | MBSHI | LP-01196 | no data | no data | OH | 2" | no data
02MPX01AA301 | no data | no data | no data | no data | Ball valve | MBSHI | LP-01196 | no data | no data | OH | 3/4" | no data
02MPX01AA306 | no data | no data | no data | no data | Ball valve | MBSHI | LP-01196 | no data | no data | OH | 1/2" | no data
02MPX01AA307 | no data | no data | no data | no data | Ball valve | MBSHI | LP-01196 | no data | no data | OH | 1/2" | no data
02MPX01AA801 | no data | no data | no data | no data | Needle valve | MBSHI | LP-01196 | no data | no data | OH | 1/2" | no data
02MPX01AA802 | no data | no data | no data | no data | Needle valve | MBSHI | LP-01196 | no data | no data | OH | 1/2" | no data
02MPX01AA805 | no data | no data | no data | no data | Needle valve | MBSHI | LP-01196 | no data | no data | OH | 1/2" | no data
02MPX01AA816 | no data | no data | no data | no data | Check valve | MBSHI | LP-01196 | no data | no data | OH | 2" | no data
02MPX01AA822 | no data | no data | no data | no data | Globe valve | MBSHI | LP-01196 | no data | no data | OH | 2" | no data
02MPX01AA823 | no data | no data | no data | no data | Globe valve | MBSHI | LP-01196 | no data | no data | OH | 2" | no data
02MPX01AA824 | no data | no data | no data | no data | Globe valve | MBSHI | LP-01196 | no data | no data | OH | 1/4" | no data
02MPX01AA850 | no data | no data | no data | no data | Ball valve | MBSHI | LP-01196 | no data | no data | OH | 3/4" | no data
02MPX01AA901 | no data | no data | no data | no data | Ball valve | MBSHI | LP-01196 | no data | no data | OH | 1-1/2" | no data
02MPX01AA902 | no data | no data | no data | no data | Globe valve | MBSHI | LP-01196 | no data | no data | OH | 1/2" | no data
02MPX01AA904 | no data | no data | no data | no data | Ball valve | MBSHI | LP-01196 | no data | no data | OH | 3/4" | no data
02MPX01AA905 | no data | no data | no data | no data | Ball valve | MBSHI | LP-01196 | no data | no data | OH | 3/4" | no data
02MPX01AA906 | no data | no data | no data | no data | Ball valve | MBSHI | LP-01196 | no data | no data | OH | 1-1/2" | no data
02MPX11AA041 | no data | no data | no data | no data | Ball valve | MBSHI | LP-01196 | no data | no data | OH | 2" | no data
02MPX11AA042 | no data | no data | no data | no data | Globe valve | MBSHI | LP-01196 | no data | no data | OH | 2" | no data
02MPX11AA043 | no data | no data | no data | no data | Check valve | MBSHI | LP-01196 | no data | no data | OH | 1" | no data
02MPX11AA044 | no data | no data | no data | no data | Globe valve | MBSHI | LP-01196 | no data | no data | OH | 1" | no data
02MPX11AA046 | no data | no data | no data | no data | Check valve | MBSHI | LP-01196 | no data | no data | OH | 1" | no data
02MPX11AA047 | no data | no data | no data | no data | Globe valve | MBSHI | LP-01196 | no data | no data | OH | 1" | no data
02MPX11AA301 | no data | no data | no data | no data | Ball valve | MBSHI | LP-01196 | no data | no data | OH | 2" | no data
02MPX11AA821 | no data | no data | no data | no data | Globe valve | MBSHI | LP-01196 | no data | no data | OH | 1" | no data
02PGG01AA111 | no data | no data | no data | no data | Ball valve | MBSHI | LP-01196 | no data | no data | CW | 1-1/2" | no data
02PGG02AA111 | no data | no data | no data | no data | Ball valve | MBSHI | LP-01196 | no data | no data | CW | 1-1/2" | no data
02MPX01AA140 | no data | no data | no data | no data | Gate valve | MBSHI | LP-01197 | no data | no data | OH | 1" | no data
02MPX01AA141 | no data | no data | no data | no data | Gate valve | MBSHI | LP-01197 | no data | no data | OH | 1" | no data
02MPX01AA240 | no data | no data | no data | no data | Gate valve | MBSHI | LP-01197 | no data | no data | OH | 1" | no data
02MPX01AA241 | no data | no data | no data | no data | Gate valve | MBSHI | LP-01197 | no data | no data | OH | 1" | no data
02MBP01AA801 | UNIT 2 GAS FLOW METER PRESSURE TRANSMITTER ISOLATION | no data | UNIT 2 GT HEADER | no data | Ball valve | FGS | LP-01200 | OPEN | no data | GF | 1/2" | no data
02MBP01AA802 | UNIT 2 GAS FLOW METER PRESSURE TRANSMITTER ISOLATION | no data | UNIT 2 GT HEADER | no data | Ball valve | FGS | LP-01200 | OPEN | no data | GF | 1/2" | no data
02MBP01AA820 | no data | no data | no data | no data | Gate valve | MBSHI | LP-01201 | no data | no data | GF | 2" | no data
02MBP01AA821 | no data | no data | no data | no data | Gate valve | MBSHI | LP-01201 | no data | no data | GF | 2" | no data
02MBP01AA822 | no data | no data | no data | no data | Gate valve | MBSHI | LP-01201 | no data | no data | GF | 2" | no data
02MBP01AA823 | no data | no data | no data | no data | Gate valve | MBSHI | LP-01201 | no data | no data | GF | 2" | no data
02MBP01AA830 | no data | no data | no data | no data | Gate valve | MBSHI | LP-01201 | no data | no data | GF | 2" | no data
02MBP01AA831 | no data | no data | no data | no data | Gate valve | MBSHI | LP-01201 | no data | no data | GF | 2" | no data
02MBP01AA832 | no data | no data | no data | no data | Gate valve | MBSHI | LP-01201 | no data | no data | GF | 2" | no data
02MBP01AA833 | no data | no data | no data | no data | Gate valve | MBSHI | LP-01201 | no data | no data | GF | 2" | no data
02MBP01AA922 | no data | no data | no data | no data | Gate valve | MBSHI | LP-01201 | no data | no data | GF | 3" | no data
02MBP01AA924 | no data | no data | no data | no data | Gate valve | MBSHI | LP-01201 | no data | no data | GF | 3" | no data
02MBP01AA932 | no data | no data | no data | no data | Gate valve | MBSHI | LP-01201 | no data | no data | GF | 3" | no data
02MBP01AA934 | no data | no data | no data | no data | Gate valve | MBSHI | LP-01201 | no data | no data | GF | 3" | no data
02MBP01AA842 | UNIT 2 FILTER DP HIGH SIDE ISOLATION | no data | UNIT 2 GT HEADER | no data | Gate valve | FGS | LP-01202 | OPEN | no data | GF | 1" | no data
02MBP01AA843 | UNIT 2 FILTER DP HIGH SIDE ISOLATION | no data | UNIT 2 GT HEADER | no data | Gate valve | FGS | LP-01202 | OPEN | no data | GF | 1" | no data
02MBP01AA844 | UNIT 2 FILTER DP LOW SIDE ISOLATION | no data | UNIT 2 GT HEADER | no data | Gate valve | FGS | LP-01202 | OPEN | no data | GF | 1" | no data
02MBP01AA845 | UNIT 2 FILTER DP LOW SIDE ISOLATION | no data | UNIT 2 GT HEADER | no data | Gate valve | FGS | LP-01202 | OPEN | no data | GF | 1" | no data
02MBP01AA907 | UNIT 2 FILTER NITROGEN PURGE/DRAIN | no data | UNIT 2 GT HEADER | no data | Gate valve | FGS | LP-01202 | CLOSED | no data | GF | 1" | no data
02MBP01AA908 | UNIT 2 FILTER NITROGEN PURGE/DRAIN | no data | UNIT 2 GT HEADER | no data | Gate valve | FGS | LP-01202 | CLOSED | no data | GF | 1" | no data
02MBP01AA909 | UNIT 2 FILTER NITROGEN PURGE/DRAIN | no data | UNIT 2 GT HEADER | no data | Gate valve | FGS | LP-01202 | CLOSED | no data | GF | 1" | no data
02MBP01AA910 | UNIT 2 FILTER NITROGEN PURGE/DRAIN | no data | UNIT 2 GT HEADER | no data | Gate valve | FGS | LP-01202 | CLOSED | no data | GF | 1" | no data
02MBP02AA801 | UNIT 2 GAS SUPPLY PRESSURE TRANSMITTER 01MBP02CP101 ISOLATION | no data | UNIT 2 GT HEADER | no data | Gate valve | FGS | LP-01203 | OPEN | no data | GF | 3/4" | no data
02MBP02AA802 | UNIT 2 GAS SUPPLY PRESSURE TRANSMITTER 01MBP02CP101 ISOLATION | no data | UNIT 2 GT HEADER | no data | Gate valve | FGS | LP-01203 | OPEN | no data | GF | 3/4" | no data
02MBP02AA803 | UNIT 2 GAS SUPPLY PRESSURE TRANSMITTER 02MBP02CP102 ISOLATION | no data | UNIT 2 GT HEADER | no data | Gate valve | FGS | LP-01203 | OPEN | no data | GF | 3/4" | no data
02MBP02AA804 | UNIT 2 GAS SUPPLY PRESSURE TRANSMITTER 02MBP02CP102 ISOLATION | no data | UNIT 2 GT HEADER | no data | Gate valve | FGS | LP-01203 | OPEN | no data | GF | 3/4" | no data
02MBP02AA805 | UNIT 2 GAS SUPPLY PRESSURE TRANSMITTER 02MBP02CP103 ISOLATION | no data | UNIT 2 GT HEADER | no data | Gate valve | FGS | LP-01203 | OPEN | no data | GF | 3/4" | no data
02MBP02AA806 | UNIT 2 GAS SUPPLY PRESSURE TRANSMITTER 02MBP02CP103 ISOLATION | no data | UNIT 2 GT HEADER | no data | Gate valve | FGS | LP-01203 | OPEN | no data | GF | 3/4" | no data
02QEF14AA743 | no data | no data | no data | no data | Check valve | MBSHI | LP-01203 | no data | no data | AP | 6" | no data
02QFF11AA202 | no data | no data | no data | no data | Needle valve | MBSHI | LP-01203 | no data | no data | AC | 1-1/2" | no data
02MBP03AA821 | UNIT 2 MAIN "A" PRESSURE TRANSMITTER 02MBP03CP136 ISOLATION | no data | UNIT 2 GT HEADER | no data | Gate valve | FGS | LP-01205 | OPEN | no data | GF | 3/4" | no data
02MBP03AA822 | UNIT 2 MAIN "A" PRESSURE TRANSMITTER 02MBP03CP136 ISOLATION | no data | UNIT 2 GT HEADER | no data | Gate valve | FGS | LP-01205 | OPEN | no data | GF | 3/4" | no data
02MBP03AA825 | UNIT 2 MAIN "A" DP TRANSMITTER 02MBP03CP521 HIGH SIDE ISOLATION | no data | UNIT 2 GT HEADER | no data | Gate valve | FGS | LP-01205 | OPEN | no data | GF | 1" | no data
02MBP03AA826 | UNIT 2 MAIN "A" DP TRANSMITTER 02MBP03CP521 HIGH SIDE ISOLATION | no data | UNIT 2 GT HEADER | no data | Gate valve | FGS | LP-01205 | OPEN | no data | GF | 1" | no data
02MBP03AA827 | UNIT 2 MAIN "A" DP TRANSMITTER 02MBP03CP521 LOW SIDE ISOLATION | no data | UNIT 2 GT HEADER | no data | Gate valve | FGS | LP-01205 | OPEN | no data | GF | 1" | no data
02MBP03AA828 | UNIT 2 MAIN "A" DP TRANSMITTER 02MBP03CP521 LOW SIDE ISOLATION | no data | UNIT 2 GT HEADER | no data | Gate valve | FGS | LP-01205 | OPEN | no data | GF | 1" | no data
02MBP03AA910 | UNIT 2 MAIN "A" RING DRAIN | no data | UNIT 2 GT HEADER | no data | Gate valve | FGS | LP-01205 | CLOSED | no data | GF | 1" | no data
02MBP03AA911 | UNIT 2 MAIN "A" RING DRAIN | no data | UNIT 2 GT HEADER | no data | Gate valve | FGS | LP-01205 | CLOSED | no data | GF | 1" | no data
02MBP03AA831 | UNIT 2 MAIN "B" PRESSURE TRANSMITTER 02MBP03CP146 ISOLATION | no data | UNIT 2 GT HEADER | no data | Gate valve | FGS | LP-01206 | OPEN | no data | GF | 3/4" | no data
02MBP03AA832 | UNIT 2 MAIN "B" PRESSURE TRANSMITTER 02MBP03CP146 ISOLATION | no data | UNIT 2 GT HEADER | no data | Gate valve | FGS | LP-01206 | OPEN | no data | GF | 3/4" | no data
02MBP03AA835 | UNIT 2 MAIN "B" DP TRANSMITTER 02MBP03CP531 HIGH SIDE ISOLATION | no data | UNIT 2 GT HEADER | no data | Gate valve | FGS | LP-01206 | OPEN | no data | GF | 1" | no data
02MBP03AA836 | UNIT 2 MAIN "B" DP TRANSMITTER 02MBP03CP531 HIGH SIDE ISOLATION | no data | UNIT 2 GT HEADER | no data | Gate valve | FGS | LP-01206 | OPEN | no data | GF | 1" | no data
02MBP03AA837 | UNIT 2 MAIN "B" DP TRANSMITTER 02MBP03CP531 LOW SIDE ISOLATION | no data | UNIT 2 GT HEADER | no data | Gate valve | FGS | LP-01206 | OPEN | no data | GF | 1" | no data
02MBP03AA838 | UNIT 2 MAIN "B" DP TRANSMITTER 02MBP03CP531 LOW SIDE ISOLATION | no data | UNIT 2 GT HEADER | no data | Gate valve | FGS | LP-01206 | OPEN | no data | GF | 1" | no data
02MBP03AA920 | UNIT 2 MAIN "B" RING DRAIN | no data | UNIT 2 GT HEADER | no data | Gate valve | FGS | LP-01206 | CLOSED | no data | GF | 1" | no data
02MBP03AA921 | UNIT 2 MAIN "B" RING DRAIN | no data | UNIT 2 GT HEADER | no data | Gate valve | FGS | LP-01206 | CLOSED | no data | GF | 1" | no data
02MBA01AA931 | no data | no data | no data | no data | Gate valve | MBSHI | LP-01207 | no data | no data | WC | 1-1/2" | no data
02MBA01AA932 | no data | no data | no data | no data | Gate valve | MBSHI | LP-01207 | no data | no data | WC | 1-1/2" | no data
02MBH05AA210 | no data | no data | no data | no data | Check valve | MBSHI | LP-01207 | no data | no data | GF | 3" | no data
02MBP03AA811 | UNIT 2 PILOT "A" PRESSURE TRANSMITTER 02MBP03CP126 ISOLATION | no data | UNIT 2 GT HEADER | no data | Gate valve | FGS | LP-01207 | OPEN | no data | GF | 3/4" | no data
02MBP03AA812 | UNIT 2 PILOT "A" PRESSURE TRANSMITTER 02MBP03CP126 ISOLATION | no data | UNIT 2 GT HEADER | no data | Gate valve | FGS | LP-01207 | OPEN | no data | GF | 3/4" | no data
02MBP03AA816 | UNIT 2 PILOT "A" DP TRANSMITTER 02MBP03CP501 HIGH SIDE ISOLATION | no data | UNIT 2 GT HEADER | no data | Globe valve | FGS | LP-01207 | OPEN | no data | GF | 1" | no data
02MBP03AA817 | UNIT 2 PILOT "A" DP TRANSMITTER 02MBP03CP501 LOW SIDE ISOLATION | no data | UNIT 2 GT HEADER | no data | Globe valve | FGS | LP-01207 | OPEN | no data | GF | 1" | no data
02MBP03AA818 | UNIT 2 PILOT "A" DP TRANSMITTER 02MBP03CP501 LOW SIDE ISOLATION | no data | UNIT 2 GT HEADER | no data | Globe valve | FGS | LP-01207 | OPEN | no data | GF | 1" | no data
02MBP03AA819 | no data | no data | no data | no data | Globe valve | MBSHI | LP-01207 | no data | no data | GF | 1" | no data
02MBP03AA900 | UNIT 2 PILOT "A" RING DRAIN | no data | UNIT 2 GT HEADER | no data | Gate valve | FGS | LP-01207 | CLOSED | no data | GF | 1" | no data
02MBP03AA901 | no data | no data | no data | no data | Gate valve | MBSHI | LP-01207 | no data | no data | GF | 1" | no data
02MBP03AA201 | no data | no data | no data | no data | Check valve | MBSHI | LP-01208 | no data | no data | GF | 2" | no data
02MBP03AA800 | no data | no data | no data | no data | Gate valve | MBSHI | LP-01208 | no data | no data | GF | 3/4" | no data
02MBP03AA815 | UNIT 2 PILOT "A" DP TRANSMITTER 02MBP03CP501 HIGH SIDE ISOLATION | no data | UNIT 2 GT HEADER | no data | Gate valve | FGS | LP-01208 | OPEN | no data | GF | 3/4" | no data
02MBP03AA845 | UNIT 2 PILOT "B" DP TRANSMITTER 02MBP03CP511 HIGH SIDE ISOLATION | no data | UNIT 2 GT HEADER | no data | Gate valve | FGS | LP-01208 | OPEN | no data | GF | 1" | no data
02MBP03AA846 | UNIT 2 PILOT "B" DP TRANSMITTER 02MBP03CP511 HIGH SIDE ISOLATION | no data | UNIT 2 GT HEADER | no data | Gate valve | FGS | LP-01208 | OPEN | no data | GF | 1" | no data
02MBP03AA847 | UNIT 2 PILOT "B" DP TRANSMITTER 02MBP03CP511 LOW SIDE ISOLATION | no data | UNIT 2 GT HEADER | no data | Gate valve | FGS | LP-01208 | OPEN | no data | GF | 1" | no data
02MBP03AA848 | UNIT 2 PILOT "B" DP TRANSMITTER 02MBP03CP511 LOW SIDE ISOLATION | no data | UNIT 2 GT HEADER | no data | Gate valve | FGS | LP-01208 | OPEN | no data | GF | 1" | no data
02MBP03AA930 | UNIT 2 PILOT "B" RING DRAIN | no data | UNIT 2 GT HEADER | no data | Gate valve | FGS | LP-01208 | CLOSED | no data | GF | 1" | no data
02MBP03AA931 | UNIT 2 PILOT "B" RING DRAIN | no data | UNIT 2 GT HEADER | no data | Gate valve | FGS | LP-01208 | CLOSED | no data | GF | 1" | no data
02MBP03AA851 | UNIT 2 PILOT TOPHAT PRESSURE TRANSMITTER 02MBP03CP166 ISOLATION | no data | UNIT 2 GT HEADER | no data | Gate valve | FGS | LP-01209 | OPEN | no data | GF | 3/4" | no data
02MBP03AA852 | UNIT 2 PILOT TOPHAT PRESSURE TRANSMITTER 02MBP03CP166 ISOLATION | no data | UNIT 2 GT HEADER | no data | Gate valve | FGS | LP-01209 | OPEN | no data | GF | 3/4" | no data
02MBP03AA855 | UNIT 2 PILOT TOPHAT DP TRANSMITTER 01MBP03CP541 HIGH SIDE ISOLATION | no data | UNIT 2 GT HEADER | no data | Gate valve | FGS | LP-01209 | OPEN | no data | GF | 1" | no data
02MBP03AA856 | UNIT 2 PILOT TOPHAT DP TRANSMITTER 02MBP03CP541 HIGH SIDE ISOLATION | no data | UNIT 2 GT HEADER | no data | Gate valve | FGS | LP-01209 | OPEN | no data | GF | 1" | no data
02MBP03AA857 | UNIT 2 PILOT TOPHAT DP TRANSMITTER 02MBP03CP541 LOW SIDE ISOLATION | no data | UNIT 2 GT HEADER | no data | Gate valve | FGS | LP-01209 | OPEN | no data | GF | 1" | no data
02MBP03AA858 | UNIT 2 PILOT TOPHAT DP TRANSMITTER 02MBP03CP541 LOW SIDE ISOLATION | no data | UNIT 2 GT HEADER | no data | Gate valve | FGS | LP-01209 | OPEN | no data | GF | 1" | no data
02MBP03AA940 | UNIT 2 PILOT TOPHAT RING DRAIN | no data | UNIT 2 GT HEADER | no data | Gate valve | FGS | LP-01209 | CLOSED | no data | GF | 1" | no data
02MBP03AA941 | UNIT 2 PILOT TOPHAT RING DRAIN | no data | UNIT 2 GT HEADER | no data | Gate valve | FGS | LP-01209 | CLOSED | no data | GF | 1" | no data
02MBH01AA001 | no data | no data | no data | no data | Needle valve | MBSHI | LP-01211 | no data | no data | AC | 2" | no data
02MBH01AA121 | no data | no data | no data | no data | Needle valve | MBSHI | LP-01211 | no data | no data | AC | 2" | no data
02MBH01AA821 | no data | no data | no data | no data | Gate valve | MBSHI | LP-01211 | no data | no data | AC | 3/4" | no data
02MBH01AA826 | no data | no data | no data | no data | Gate valve | MBSHI | LP-01211 | no data | no data | AC | 3/4" | no data
02QFF11AA116 | no data | no data | no data | no data | Needle valve | MBSHI | LP-01211 | no data | no data | IA | 1/2" | no data
02MBH05AA141 | no data | no data | no data | no data | Gate valve | MBSHI | LP-01214 | no data | no data | AC | 3" | no data
02MBH05AA142 | no data | no data | no data | no data | Globe valve | MBSHI | LP-01214 | no data | no data | AC | 3" | no data
02MBH05AA143 | no data | no data | no data | no data | Gate valve | MBSHI | LP-01214 | no data | no data | AC | 3" | no data
02MBH05AA101 | no data | no data | no data | no data | Globe valve | MBSHI | LP-01215 | no data | no data | AC | 10" | no data
02MBH05AA803 | no data | no data | no data | no data | Gate valve | MBSHI | LP-01215 | no data | no data | AC | 2" | no data
02MBH05AA804 | no data | no data | no data | no data | Gate valve | MBSHI | LP-01215 | no data | no data | AC | 2" | no data
02MBH05AA805 | no data | no data | no data | no data | Gate valve | MBSHI | LP-01215 | no data | no data | AC | 2" | no data
02MBH05AA806 | no data | no data | no data | no data | Gate valve | MBSHI | LP-01215 | no data | no data | AC | 2" | no data
02MBH05AA807 | no data | no data | no data | no data | Gate valve | MBSHI | LP-01215 | no data | no data | AC | 2" | no data
02MBH05AA808 | no data | no data | no data | no data | Gate valve | MBSHI | LP-01215 | no data | no data | AC | 2" | no data
02MBH05AA833 | no data | no data | no data | no data | Gate valve | MBSHI | LP-01215 | no data | no data | AC | 2" | no data
02MBH05AA834 | no data | no data | no data | no data | Gate valve | MBSHI | LP-01215 | no data | no data | AC | 2" | no data
02MBH05AA835 | no data | no data | no data | no data | Gate valve | MBSHI | LP-01215 | no data | no data | AC | 2" | no data
02MBH05AA836 | no data | no data | no data | no data | Gate valve | MBSHI | LP-01215 | no data | no data | AC | 2" | no data
02MBH05AA837 | no data | no data | no data | no data | Gate valve | MBSHI | LP-01215 | no data | no data | AC | 2" | no data
02MBH05AA838 | no data | no data | no data | no data | Gate valve | MBSHI | LP-01215 | no data | no data | AC | 2" | no data
02MBH05AA901 | no data | no data | no data | no data | Gate valve | MBSHI | LP-01215 | no data | no data | AC | 1" | no data
02MBH05AA902 | no data | no data | no data | no data | Gate valve | MBSHI | LP-01215 | no data | no data | AC | 1" | no data
02MBH05AA903 | no data | no data | no data | no data | Gate valve | MBSHI | LP-01215 | no data | no data | AC | 1" | no data
02MBH05AA904 | no data | no data | no data | no data | Gate valve | MBSHI | LP-01215 | no data | no data | AC | 1" | no data
02MBH05AA905 | no data | no data | no data | no data | Gate valve | MBSHI | LP-01215 | no data | no data | AC | 1" | no data
02MBH05AA906 | no data | no data | no data | no data | Gate valve | MBSHI | LP-01215 | no data | no data | AC | 1" | no data
02MBH05AA907 | no data | no data | no data | no data | Gate valve | MBSHI | LP-01215 | no data | no data | AC | 1" | no data
02MBH05AA908 | no data | no data | no data | no data | Gate valve | MBSHI | LP-01215 | no data | no data | AC | 1" | no data
02MBH05AA909 | no data | no data | no data | no data | Gate valve | MBSHI | LP-01215 | no data | no data | AC | 1" | no data
02MBH05AA910 | no data | no data | no data | no data | Gate valve | MBSHI | LP-01215 | no data | no data | AC | 1" | no data
02MBH05AA915 | no data | no data | no data | no data | Gate valve | MBSHI | LP-01215 | no data | no data | AC | 1" | no data
02MBH05AA917 | no data | no data | no data | no data | Gate valve | MBSHI | LP-01215 | no data | no data | AC | 1" | no data
02MBH05AA918 | no data | no data | no data | no data | Gate valve | MBSHI | LP-01215 | no data | no data | AC | 1" | no data
02QFF11AA302 | no data | no data | no data | no data | Check valve | MBSHI | LP-01215 | no data | no data | IA | 1" | no data
02QFF11AA303 | no data | no data | no data | no data | Globe valve | MBSHI | LP-01215 | no data | no data | IA | 1" | no data
02MBA01AA813 | no data | no data | no data | no data | Gate valve | MBSHI | LP-01216 | no data | no data | AC | 3/4" | no data
02MBA01AA815 | no data | no data | no data | no data | Gate valve | MBSHI | LP-01216 | no data | no data | AC | 3/4" | no data
02MBA01AA817 | no data | no data | no data | no data | Gate valve | MBSHI | LP-01216 | no data | no data | AC | 3/4" | no data
02MBA01AA821 | no data | no data | no data | no data | Needle valve | MBSHI | LP-01216 | no data | no data | AC | 1/4" | no data
02L01AA811 | no data | no data | no data | no data | Needle valve | MBSHI | LP-01216 | no data | no data | AC | 1/4" | no data
02MBR01AA803 | no data | no data | no data | no data | Gate valve | MBSHI | LP-01216 | no data | no data | EG | 3/4" | no data
02MBR01AA804 | no data | no data | no data | no data | Gate valve | MBSHI | LP-01216 | no data | no data | EG | 3/4" | no data
02MBR01AA805 | no data | no data | no data | no data | Gate valve | MBSHI | LP-01216 | no data | no data | EG | 3/4" | no data
02MBH01AA921 | no data | no data | no data | no data | Gate valve | MBSHI | LP-01217 | no data | no data | AC | 1" | no data
02MBH01AA922 | no data | no data | no data | no data | Gate valve | MBSHI | LP-01217 | no data | no data | AC | 1" | no data
02MBH01AA941 | no data | no data | no data | no data | Gate valve | MBSHI | LP-01217 | no data | no data | AC | 1" | no data
02MBH01AA942 | no data | no data | no data | no data | Gate valve | MBSHI | LP-01217 | no data | no data | AC | 1" | no data
02MBH01AA943 | no data | no data | no data | no data | Gate valve | MBSHI | LP-01217 | no data | no data | AC | 1" | no data
02MBH01AA944 | no data | no data | no data | no data | Gate valve | MBSHI | LP-01217 | no data | no data | AC | 1" | no data
02MBH04AA811 | no data | no data | no data | no data | Gate valve | MBSHI | LP-01217 | no data | no data | CW | 2" | no data
02MBH04AA812 | no data | no data | no data | no data | Gate valve | MBSHI | LP-01217 | no data | no data | CW | 2" | no data
02MBH04AA813 | no data | no data | no data | no data | Gate valve | MBSHI | LP-01217 | no data | no data | CW | 2" | no data
02MBH04AA814 | no data | no data | no data | no data | Gate valve | MBSHI | LP-01217 | no data | no data | CW | 2" | no data
02MBH04AA815 | no data | no data | no data | no data | Gate valve | MBSHI | LP-01217 | no data | no data | CW | 2" | no data
02MBH04AA816 | no data | no data | no data | no data | Gate valve | MBSHI | LP-01217 | no data | no data | CW | 2" | no data
02MBH04AA911 | no data | no data | no data | no data | Gate valve | MBSHI | LP-01217 | no data | no data | AC | 1" | no data
02MBH04AA912 | no data | no data | no data | no data | Gate valve | MBSHI | LP-01217 | no data | no data | AC | 1" | no data
02MBH04AA913 | no data | no data | no data | no data | Gate valve | MBSHI | LP-01217 | no data | no data | AC | 1" | no data
02MBH04AA914 | no data | no data | no data | no data | Gate valve | MBSHI | LP-01217 | no data | no data | AC | 1" | no data
02MBH04AA915 | no data | no data | no data | no data | Gate valve | MBSHI | LP-01217 | no data | no data | AC | 1" | no data
02MBH04AA916 | no data | no data | no data | no data | Gate valve | MBSHI | LP-01217 | no data | no data | AC | 1" | no data
02MBH04AA917 | no data | no data | no data | no data | Gate valve | MBSHI | LP-01217 | no data | no data | AC | 1" | no data
02MBH04AA918 | no data | no data | no data | no data | Gate valve | MBSHI | LP-01217 | no data | no data | AC | 1" | no data
02MBH06AA801 | no data | no data | no data | no data | Gate valve | MBSHI | LP-01218 | no data | no data | AC | 3/4" | no data
02MBH06AA802 | no data | no data | no data | no data | Gate valve | MBSHI | LP-01218 | no data | no data | AC | 1/2" | no data
02MBH06AA803 | no data | no data | no data | no data | Gate valve | MBSHI | LP-01218 | no data | no data | AC | 3/4" | no data
02MBH06AA806 | no data | no data | no data | no data | Globe valve | MBSHI | LP-01218 | no data | no data | AC | 1/2" | no data
02MBH06AA807 | no data | no data | no data | no data | Globe valve | MBSHI | LP-01218 | no data | no data | AC | 1/2" | no data
02MBH06AA808 | no data | no data | no data | no data | Globe valve | MBSHI | LP-01218 | no data | no data | AC | 1/2" | no data
02MBH06AA809 | no data | no data | no data | no data | Globe valve | MBSHI | LP-01218 | no data | no data | AC | 1/2" | no data
02MBH06AA819 | no data | no data | no data | no data | Gate valve | MBSHI | LP-01218 | no data | no data | AC | 1/2" | no data
02MBH06AA820 | no data | no data | no data | no data | Gate valve | MBSHI | LP-01218 | no data | no data | AC | 1/2" | no data
02MBH06AA821 | no data | no data | no data | no data | Gate valve | MBSHI | LP-01218 | no data | no data | AC | 1/2" | no data
02MBH06AA822 | no data | no data | no data | no data | Gate valve | MBSHI | LP-01218 | no data | no data | AC | 1/2" | no data
02MBH06AA823 | no data | no data | no data | no data | Gate valve | MBSHI | LP-01218 | no data | no data | AC | 1/2" | no data
02MBH06AA824 | no data | no data | no data | no data | Gate valve | MBSHI | LP-01218 | no data | no data | AC | 1/2" | no data
02MBH06AA826 | no data | no data | no data | no data | Gate valve | MBSHI | LP-01218 | no data | no data | AC | 3/4" | no data
02MBH06AA827 | no data | no data | no data | no data | Gate valve | MBSHI | LP-01218 | no data | no data | AC | 1/2" | no data
02MBH06AA828 | no data | no data | no data | no data | Gate valve | MBSHI | LP-01218 | no data | no data | AC | 3/4" | no data
02MBH06AA829 | no data | no data | no data | no data | Gate valve | MBSHI | LP-01218 | no data | no data | AC | 3/4" | no data
02MBH06AA830 | no data | no data | no data | no data | Globe valve | MBSHI | LP-01218 | no data | no data | AC | 1/2" | no data
02MBH06AA831 | no data | no data | no data | no data | Globe valve | MBSHI | LP-01218 | no data | no data | AC | 1/2" | no data
02MBH06AA832 | no data | no data | no data | no data | Globe valve | MBSHI | LP-01218 | no data | no data | AC | 1/2" | no data
02MBH06AA833 | no data | no data | no data | no data | Globe valve | MBSHI | LP-01218 | no data | no data | AC | 1/2" | no data
02MBH06AA840 | no data | no data | no data | no data | Gate valve | MBSHI | LP-01218 | no data | no data | AC | 3/4" | no data
02MBH06AA842 | no data | no data | no data | no data | Check valve | MBSHI | LP-01218 | no data | no data | AC | 8" | no data
02MBH06AA843 | no data | no data | no data | no data | Gate valve | MBSHI | LP-01218 | no data | no data | AC | 8" | no data
02MBH06AA844 | no data | no data | no data | no data | Gate valve | MBSHI | LP-01218 | no data | no data | AC | 8" | no data
02MBH06AA861 | no data | no data | no data | no data | Gate valve | MBSHI | LP-01218 | no data | no data | AC | 2" | no data
02MBH06AA862 | no data | no data | no data | no data | Gate valve | MBSHI | LP-01218 | no data | no data | AC | 2" | no data
02MBH06AA863 | no data | no data | no data | no data | Gate valve | MBSHI | LP-01218 | no data | no data | AC | 2" | no data
02MBH06AA864 | no data | no data | no data | no data | Gate valve | MBSHI | LP-01218 | no data | no data | AC | 2" | no data
02MBH06AA865 | no data | no data | no data | no data | Gate valve | MBSHI | LP-01218 | no data | no data | AC | 2" | no data
02MBH06AA866 | no data | no data | no data | no data | Gate valve | MBSHI | LP-01218 | no data | no data | AC | 2" | no data
02MBH06AA872 | no data | no data | no data | no data | Check valve | MBSHI | LP-01218 | no data | no data | AC | 8" | no data
02MBH06AA873 | no data | no data | no data | no data | Gate valve | MBSHI | LP-01218 | no data | no data | AC | 8" | no data
02MBH06AA874 | no data | no data | no data | no data | Gate valve | MBSHI | LP-01218 | no data | no data | AC | 8" | no data
02MBH06AA881 | no data | no data | no data | no data | Gate valve | MBSHI | LP-01218 | no data | no data | AC | 1" | no data
02MBH06AA882 | no data | no data | no data | no data | Gate valve | MBSHI | LP-01218 | no data | no data | AC | 1" | no data
02MBH06AA926 | no data | no data | no data | no data | Gate valve | MBSHI | LP-01218 | no data | no data | AC | 1" | no data
02QFF11AA032 | no data | no data | no data | no data | Check valve | MBSHI | LP-01218 | no data | no data | AC | 1" | no data
QFF11AA033 | Purge Air to TCA System | U2 HRSG | no data | no data | Globe valve | MBSHI | LP-01218 | OPEN | CLOSED | AC | 1" | no data
02MBH06AA814 | no data | no data | no data | no data | Gate valve | MBSHI | LP-01219 | no data | no data | AC | 3/4" | no data
02MBH06AA815 | no data | no data | no data | no data | Gate valve | MBSHI | LP-01219 | no data | no data | AC | 3/4" | no data
02MBH06AA816 | no data | no data | no data | no data | Gate valve | MBSHI | LP-01219 | no data | no data | AC | 3/4" | no data
02MBH06AA817 | no data | no data | no data | no data | Gate valve | MBSHI | LP-01219 | no data | no data | AC | 3/4" | no data
02MBH06AA818 | no data | no data | no data | no data | Gate valve | MBSHI | LP-01219 | no data | no data | AC | 3/4" | no data
02MBH06AA825 | no data | no data | no data | no data | Gate valve | MBSHI | LP-01219 | no data | no data | AC | 3/4" | no data
02MBA11AA801 | no data | no data | no data | no data | Gate valve | MBSHI | LP-01220 | no data | no data | AR | 3/4" | no data
02MBA11AA802 | no data | no data | no data | no data | Gate valve | MBSHI | LP-01220 | no data | no data | AR | 3/4" | no data
02MBA11AA803 | no data | no data | no data | no data | Gate valve | MBSHI | LP-01220 | no data | no data | AR | 3/4" | no data
02MBA11AA804 | no data | no data | no data | no data | Gate valve | MBSHI | LP-01220 | no data | no data | AR | 3/4" | no data
02MBA11AA805 | no data | no data | no data | no data | Gate valve | MBSHI | LP-01220 | no data | no data | AR | 3/4" | no data
02MBA11AA806 | no data | no data | no data | no data | Gate valve | MBSHI | LP-01220 | no data | no data | AR | 3/4" | no data
02L01AA801 | no data | no data | no data | no data | Ball valve | MBSHI | LP-01220 | no data | no data | AR | 1/2" | no data
02L01AA802 | no data | no data | no data | no data | Ball valve | MBSHI | LP-01220 | no data | no data | AR | 1/2" | no data
02L01AA803 | no data | no data | no data | no data | Ball valve | MBSHI | LP-01220 | no data | no data | AR | 1/2" | no data
02L01AA804 | no data | no data | no data | no data | Ball valve | MBSHI | LP-01220 | no data | no data | AR | 3/8" | no data
02L01AA805 | no data | no data | no data | no data | Ball valve | MBSHI | LP-01220 | no data | no data | AR | 3/8" | no data
02L01AA806 | no data | no data | no data | no data | Ball valve | MBSHI | LP-01220 | no data | no data | AR | 3/8" | no data
02L01AA807 | no data | no data | no data | no data | Ball valve | MBSHI | LP-01220 | no data | no data | AR | 3/8" | no data
02L01AA808 | no data | no data | no data | no data | Ball valve | MBSHI | LP-01220 | no data | no data | AR | 3/8" | no data
02L01AA809 | no data | no data | no data | no data | Ball valve | MBSHI | LP-01220 | no data | no data | AR | 3/8" | no data
02QEF13AA101 | no data | no data | no data | no data | Globe valve | MBSHI | LP-01221 | no data | no data | AP | 6" | no data
02QEF13AA801 | no data | no data | no data | no data | Gate valve | MBSHI | LP-01221 | no data | no data | AP | 1" | no data
02L03AA811 | no data | no data | no data | no data | Globe valve | MBSHI | LP-01222 | no data | no data | AC | 3/4" | no data
02L03AA901 | no data | no data | no data | no data | Gate valve | MBSHI | LP-01222 | no data | no data | AC | 1" | no data
02L03AA903 | no data | no data | no data | no data | Gate valve | MBSHI | LP-01222 | no data | no data | AC | 1" | no data
02L03AA904 | no data | no data | no data | no data | Gate valve | MBSHI | LP-01222 | no data | no data | AC | 1" | no data
02L03AA921 | no data | no data | no data | no data | Gate valve | MBSHI | LP-01222 | no data | no data | AC | 1" | no data
02L03AA922 | no data | no data | no data | no data | Gate valve | MBSHI | LP-01222 | no data | no data | AC | 1" | no data
02L03AA923 | no data | no data | no data | no data | Gate valve | MBSHI | LP-01222 | no data | no data | AC | 1" | no data
02L03AA924 | no data | no data | no data | no data | Gate valve | MBSHI | LP-01222 | no data | no data | AC | 1" | no data
02L03AA931 | no data | no data | no data | no data | Gate valve | MBSHI | LP-01222 | no data | no data | AC | 1" | no data
02L03AA932 | no data | no data | no data | no data | Gate valve | MBSHI | LP-01222 | no data | no data | AC | 1" | no data
02L03AA933 | no data | no data | no data | no data | Gate valve | MBSHI | LP-01222 | no data | no data | AC | 1" | no data
02L03AA934 | no data | no data | no data | no data | Gate valve | MBSHI | LP-01222 | no data | no data | AC | 1" | no data
02MBA01AA907 | no data | no data | no data | no data | Gate valve | MBSHI | LP-01225 | no data | no data | AC | 1" | no data
02MBA01AA908 | no data | no data | no data | no data | Gate valve | MBSHI | LP-01225 | no data | no data | AC | 1" | no data
02MBA01AA913 | no data | no data | no data | no data | Gate valve | MBSHI | LP-01225 | no data | no data | AC | 1" | no data
02MBA01AA914 | no data | no data | no data | no data | Gate valve | MBSHI | LP-01225 | no data | no data | AC | 1" | no data
02MBA01AA915 | no data | no data | no data | no data | Gate valve | MBSHI | LP-01225 | no data | no data | AC | 1" | no data
02MBA01AA916 | no data | no data | no data | no data | Gate valve | MBSHI | LP-01225 | no data | no data | AC | 1" | no data
02MBA01AA917 | no data | no data | no data | no data | Gate valve | MBSHI | LP-01225 | no data | no data | AC | 1" | no data
02MBA01AA920 | no data | no data | no data | no data | Gate valve | MBSHI | LP-01225 | no data | no data | AC | 1" | no data
02MBA01AA921 | no data | no data | no data | no data | Gate valve | MBSHI | LP-01225 | no data | no data | AC | 1" | no data
02MBA01AA922 | no data | no data | no data | no data | Gate valve | MBSHI | LP-01225 | no data | no data | AC | 1" | no data
02MBA01AA923 | no data | no data | no data | no data | Gate valve | MBSHI | LP-01225 | no data | no data | AC | 1" | no data
02MBA01AA924 | no data | no data | no data | no data | Gate valve | MBSHI | LP-01225 | no data | no data | AC | 1" | no data
02MBA01AA925 | no data | no data | no data | no data | Gate valve | MBSHI | LP-01225 | no data | no data | AC | 1" | no data
02MBA01AA941 | no data | no data | no data | no data | Gate valve | MBSHI | LP-01225 | no data | no data | AC | 1" | no data
02MBA01AA942 | no data | no data | no data | no data | Gate valve | MBSHI | LP-01225 | no data | no data | AC | 1" | no data
02MBA01AA943 | no data | no data | no data | no data | Gate valve | MBSHI | LP-01225 | no data | no data | AC | 1" | no data
02MBA01AA944 | no data | no data | no data | no data | Gate valve | MBSHI | LP-01225 | no data | no data | AC | 1" | no data
02MBH01AA901 | no data | no data | no data | no data | Gate valve | MBSHI | LP-01225 | no data | no data | AC | 1" | no data
02MBH01AA902 | no data | no data | no data | no data | Gate valve | MBSHI | LP-01225 | no data | no data | AC | 1" | no data
02MBH01AA903 | no data | no data | no data | no data | Gate valve | MBSHI | LP-01225 | no data | no data | AC | 1" | no data
02MBH01AA904 | no data | no data | no data | no data | Gate valve | MBSHI | LP-01225 | no data | no data | AC | 1" | no data
02MBH02AA903 | no data | no data | no data | no data | Gate valve | MBSHI | LP-01225 | no data | no data | AC | 1" | no data
02MBH02AA904 | no data | no data | no data | no data | Gate valve | MBSHI | LP-01225 | no data | no data | AC | 1" | no data
02MBH02AA905 | no data | no data | no data | no data | Gate valve | MBSHI | LP-01225 | no data | no data | AC | 1" | no data
02MBH02AA906 | no data | no data | no data | no data | Gate valve | MBSHI | LP-01225 | no data | no data | AC | 1" | no data
02MBH02AA907 | no data | no data | no data | no data | Gate valve | MBSHI | LP-01225 | no data | no data | AC | 1" | no data
02MBH02AA908 | no data | no data | no data | no data | Gate valve | MBSHI | LP-01225 | no data | no data | AC | 1" | no data
02MBH02AA910 | no data | no data | no data | no data | Gate valve | MBSHI | LP-01225 | no data | no data | AC | 1" | no data
02MBH02AA911 | no data | no data | no data | no data | Gate valve | MBSHI | LP-01225 | no data | no data | AC | 1" | no data
02MBH03AA911 | no data | no data | no data | no data | Gate valve | MBSHI | LP-01225 | no data | no data | AC | 1" | no data
02MBH03AA912 | no data | no data | no data | no data | Gate valve | MBSHI | LP-01225 | no data | no data | AC | 1" | no data
02MBH04AA901 | no data | no data | no data | no data | Gate valve | MBSHI | LP-01225 | no data | no data | AC | 1" | no data
02MBH04AA902 | no data | no data | no data | no data | Gate valve | MBSHI | LP-01225 | no data | no data | AC | 1" | no data
02MBP01AA901 | no data | no data | no data | no data | Gate valve | MBSHI | LP-01225 | no data | no data | EG | 2" | no data
02MBP01AA902 | no data | no data | no data | no data | Gate valve | MBSHI | LP-01225 | no data | no data | EG | 2" | no data
02MBP01AA903 | no data | no data | no data | no data | Gate valve | MBSHI | LP-01225 | no data | no data | EG | 2" | no data
02MBP01AA904 | no data | no data | no data | no data | Gate valve | MBSHI | LP-01225 | no data | no data | EG | 2" | no data
02QFF11AA112 | no data | no data | no data | no data | Globe valve | MBSHI | LP-01226 | no data | no data | IA | 1/2" | no data
02QFF11AA113 | no data | no data | no data | no data | Globe valve | MBSHI | LP-01226 | no data | no data | IA | 1/2" | no data
02QFF11AA114 | no data | no data | no data | no data | Globe valve | MBSHI | LP-01226 | no data | no data | IA | 1-1/2" | no data
02QFF11AA115 | no data | no data | no data | no data | Globe valve | MBSHI | LP-01226 | no data | no data | IA | 1/2" | no data
02QFF11AA117 | no data | no data | no data | no data | Globe valve | MBSHI | LP-01226 | no data | no data | IA | 1" | no data
02QFF11AA118 | no data | no data | no data | no data | Globe valve | MBSHI | LP-01226 | no data | no data | IA | 1/2" | no data
02QFF11AA121 | no data | no data | no data | no data | Globe valve | MBSHI | LP-01226 | no data | no data | IA | 1/2" | no data
02QFF11AA122 | no data | no data | no data | no data | Globe valve | MBSHI | LP-01226 | no data | no data | IA | 1-1/2" | no data
02QFF11AA123 | no data | no data | no data | no data | Globe valve | MBSHI | LP-01226 | no data | no data | IA | 1-1/2" | no data
02QFF11AA125 | no data | no data | no data | no data | Globe valve | MBSHI | LP-01226 | no data | no data | IA | 1/2" | no data
02QFF11AA126 | no data | no data | no data | no data | Globe valve | MBSHI | LP-01226 | no data | no data | IA | 1/2" | no data
02QFF11AA152 | no data | no data | no data | no data | Globe valve | MBSHI | LP-01226 | no data | no data | IA | 1-1/2" | no data
02QFF11AA380 | no data | no data | no data | no data | Globe valve | MBSHI | LP-01226 | no data | no data | IA | 1/2" | no data
02QFF11AA381 | no data | no data | no data | no data | Globe valve | MBSHI | LP-01226 | no data | no data | IA | 1/2" | no data
02QFF11AA382 | no data | no data | no data | no data | Globe valve | MBSHI | LP-01226 | no data | no data | IA | 1/2" | no data
02QFF11AA383 | no data | no data | no data | no data | Globe valve | MBSHI | LP-01226 | no data | no data | IA | 1" | no data
02QFF11AA601 | no data | no data | no data | no data | Globe valve | MBSHI | LP-01226 | no data | no data | IA | 1" | no data
02QFF11AA604 | no data | no data | no data | no data | Globe valve | MBSHI | LP-01226 | no data | no data | IA | 1/2" | no data
02QFF11AA607 | no data | no data | no data | no data | Globe valve | MBSHI | LP-01226 | no data | no data | IA | 1/2" | no data
02QFF11AA611 | no data | no data | no data | no data | Globe valve | MBSHI | LP-01226 | no data | no data | IA | 1" | no data
02QFF11AA612 | no data | no data | no data | no data | Globe valve | MBSHI | LP-01226 | no data | no data | IA | 1/2" | no data
02QFF11AA613 | no data | no data | no data | no data | Globe valve | MBSHI | LP-01226 | no data | no data | IA | 3/4" | no data
02QFF11AA614 | no data | no data | no data | no data | Globe valve | MBSHI | LP-01226 | no data | no data | IA | 1/2" | no data
02QFF11AA615 | no data | no data | no data | no data | Globe valve | MBSHI | LP-01226 | no data | no data | IA | 1/2" | no data
02QFF11AA621 | no data | no data | no data | no data | Globe valve | MBSHI | LP-01226 | no data | no data | IA | 1" | no data
02QFF11AA623 | no data | no data | no data | no data | Globe valve | MBSHI | LP-01226 | no data | no data | IA | 3/4" | no data
02QFF11AA624 | no data | no data | no data | no data | Globe valve | MBSHI | LP-01226 | no data | no data | IA | 1/2" | no data
02QFF11AA625 | no data | no data | no data | no data | Globe valve | MBSHI | LP-01226 | no data | no data | IA | 1/2" | no data
02QFF11AA626 | no data | no data | no data | no data | Globe valve | MBSHI | LP-01226 | no data | no data | IA | 3/4" | no data
02QFF11AA630 | no data | no data | no data | no data | Globe valve | MBSHI | LP-01226 | no data | no data | IA | 1" | no data
02QFF11AA631 | no data | no data | no data | no data | Globe valve | MBSHI | LP-01226 | no data | no data | IA | 1/2" | no data
02QFF11AA632 | no data | no data | no data | no data | Globe valve | MBSHI | LP-01226 | no data | no data | IA | 1/2" | no data
02QFF11AA633 | no data | no data | no data | no data | Globe valve | MBSHI | LP-01226 | no data | no data | IA | 1/2" | no data
02QFF11AA640 | no data | no data | no data | no data | Globe valve | MBSHI | LP-01226 | no data | no data | IA | 1-1/2" | no data
02QFF11AA641 | no data | no data | no data | no data | Globe valve | MBSHI | LP-01226 | no data | no data | IA | 1" | no data
02QFF11AA642 | no data | no data | no data | no data | Globe valve | MBSHI | LP-01226 | no data | no data | IA | 1" | no data
02QFF11AA643 | no data | no data | no data | no data | Globe valve | MBSHI | LP-01226 | no data | no data | IA | 1" | no data
02QFF11AA650 | no data | no data | no data | no data | Globe valve | MBSHI | LP-01226 | no data | no data | IA | 1" | no data
02QFF11AA651 | no data | no data | no data | no data | Globe valve | MBSHI | LP-01226 | no data | no data | IA | 1/2" | no data
02QFF11AA652 | no data | no data | no data | no data | Globe valve | MBSHI | LP-01226 | no data | no data | IA | 1/2" | no data
02QFF11AA653 | no data | no data | no data | no data | Globe valve | MBSHI | LP-01226 | no data | no data | IA | 1/2" | no data
02QFF11AA661 | no data | no data | no data | no data | Globe valve | MBSHI | LP-01226 | no data | no data | IA | 1/2" | no data
02QFF11AA662 | no data | no data | no data | no data | Globe valve | MBSHI | LP-01226 | no data | no data | IA | 1/2" | no data
02QFF11AA664 | no data | no data | no data | no data | Globe valve | MBSHI | LP-01226 | no data | no data | IA | 1/2" | no data
02QFF11AA665 | no data | no data | no data | no data | Globe valve | MBSHI | LP-01226 | no data | no data | IA | 1/2" | no data
02QFF11AA666 | no data | no data | no data | no data | Globe valve | MBSHI | LP-01226 | no data | no data | IA | 1/2" | no data
02QFF11AA670 | no data | no data | no data | no data | Globe valve | MBSHI | LP-01226 | no data | no data | IA | 1" | no data
02QFF11AA672 | no data | no data | no data | no data | Globe valve | MBSHI | LP-01226 | no data | no data | IA | 1/2" | no data
02QFF11AA674 | no data | no data | no data | no data | Globe valve | MBSHI | LP-01226 | no data | no data | IA | 1/2" | no data
02QFF11AA801 | no data | no data | no data | no data | Globe valve | MBSHI | LP-01226 | no data | no data | IA | 3/4" | no data
02QFF11AA901 | no data | no data | no data | no data | Globe valve | MBSHI | LP-01226 | no data | no data | IA | 1/2" | no data
02MBA01AA813 | no data | no data | no data | no data | GATE VALVE | MBSHIVL | LP-01216 | no data | no data | AC | 3/4" | no data
02MBA01AA815 | no data | no data | no data | no data | GATE VALVE | MBSHIVL | LP-01216 | no data | no data | AC | 3/4" | no data
02MBA01AA817 | no data | no data | no data | no data | GATE VALVE | MBSHIVL | LP-01216 | no data | no data | AC | 3/4" | no data
02MBA01AA821 | no data | no data | no data | no data | NEEDLE VALVE | MBSHIVL | LP-01216 | no data | no data | AC | 1/8" | no data
02MBA01AA907 | no data | no data | no data | no data | GATE VALVE | MBSHIVL | LP-01225 | no data | no data | AC | 1" | no data
02MBA01AA908 | no data | no data | no data | no data | GATE VALVE | MBSHIVL | LP-01225 | no data | no data | AC | 1" | no data
02MBA01AA913 | no data | no data | no data | no data | GATE VALVE | MBSHIVL | LP-01225 | no data | no data | AC | 1" | no data
02MBA01AA914 | no data | no data | no data | no data | GATE VALVE | MBSHIVL | LP-01225 | no data | no data | AC | 1" | no data
02MBA01AA915 | no data | no data | no data | no data | GATE VALVE | MBSHIVL | LP-01225 | no data | no data | ZW | 1" | no data
02MBA01AA916 | no data | no data | no data | no data | GATE VALVE | MBSHIVL | LP-01225 | no data | no data | AC | 1" | no data
02MBA01AA917 | no data | no data | no data | no data | GATE VALVE | MBSHIVL | LP-01225 | no data | no data | AC | 1" | no data
02MBA01AA920 | no data | no data | no data | no data | GATE VALVE | MBSHIVL | LP-01225 | no data | no data | AC | 1" | no data
02MBA01AA921 | no data | no data | no data | no data | GATE VALVE | MBSHIVL | LP-01225 | no data | no data | AC | 1" | no data
02MBA01AA922 | no data | no data | no data | no data | GATE VALVE | MBSHIVL | LP-01225 | no data | no data | AC | 1" | no data
02MBA01AA923 | no data | no data | no data | no data | GATE VALVE | MBSHIVL | LP-01225 | no data | no data | AC | 1" | no data
02MBA01AA924 | no data | no data | no data | no data | GATE VALVE | MBSHIVL | LP-01225 | no data | no data | AC | 1" | no data
02MBA01AA925 | no data | no data | no data | no data | GATE VALVE | MBSHIVL | LP-01225 | no data | no data | AC | 1" | no data
02MBA01AA931 | no data | no data | no data | no data | GATE VALVE | MBSHIVL | LP-01207 | no data | no data | EG | 1-1/2" | no data
02MBA01AA932 | no data | no data | no data | no data | GATE VALVE | MBSHIVL | LP-01207 | no data | no data | EG | 1-1/2" | no data
02MBA01AA941 | no data | no data | no data | no data | GATE VALVE | MBSHIVL | LP-01225 | no data | no data | AC | 1" | no data
02MBA01AA942 | no data | no data | no data | no data | GATE VALVE | MBSHIVL | LP-01225 | no data | no data | AC | 1" | no data
02MBA11AA801 | no data | no data | no data | no data | GATE VALVE | MBSHIVL | LP-01220 | no data | no data | AR | 3/4" | no data
02MBA11AA802 | no data | no data | no data | no data | GATE VALVE | MBSHIVL | LP-01220 | no data | no data | AR | 3/4" | no data
02MBA11AA803 | no data | no data | no data | no data | GATE VALVE | MBSHIVL | LP-01220 | no data | no data | AR | 3/4" | no data
02MBA11AA804 | no data | no data | no data | no data | GATE VALVE | MBSHIVL | LP-01220 | no data | no data | AR | 3/4" | no data
02MBH01AA001 | no data | no data | no data | no data | NEEDLE VALVE | MBSHIVL | LP-01211 | no data | no data | AC | 2" | no data
02MBH01AA121 | no data | no data | no data | no data | NEEDLE VALVE | MBSHIVL | LP-01211 | no data | no data | AC | 2" | no data
02MBH01AA821 | no data | no data | no data | no data | GATE VALVE | MBSHIVL | LP-01211 | no data | no data | AC | 3/4" | no data
02MBH01AA826 | no data | no data | no data | no data | GATE VALVE | MBSHIVL | LP-01211 | no data | no data | AC | 3/4" | no data
02MBH01AA901 | no data | no data | no data | no data | GATE VALVE | MBSHIVL | LP-01225 | no data | no data | AC | 1" | no data
02MBH01AA902 | no data | no data | no data | no data | GATE VALVE | MBSHIVL | LP-01225 | no data | no data | AC | 1" | no data
02MBH01AA903 | no data | no data | no data | no data | GATE VALVE | MBSHIVL | LP-01225 | no data | no data | AC | 1" | no data
02MBH01AA904 | no data | no data | no data | no data | GATE VALVE | MBSHIVL | LP-01225 | no data | no data | AC | 1" | no data
02MBH01AA921 | no data | no data | no data | no data | GATE VALVE | MBSHIVL | LP-01217 | no data | no data | AC | 1" | no data
02MBH01AA922 | no data | no data | no data | no data | GATE VALVE | MBSHIVL | LP-01217 | no data | no data | AC | 1" | no data
02MBH01AA941 | no data | no data | no data | no data | GATE VALVE | MBSHIVL | LP-01217 | no data | no data | AC | 1" | no data
02MBH01AA942 | no data | no data | no data | no data | GATE VALVE | MBSHIVL | LP-01217 | no data | no data | AC | 1" | no data
02MBH01AA943 | no data | no data | no data | no data | GATE VALVE | MBSHIVL | LP-01217 | no data | no data | AC | 1" | no data
02MBH01AA944 | no data | no data | no data | no data | GATE VALVE | MBSHIVL | LP-01217 | no data | no data | AC | 1" | no data
02MBH02AA903 | no data | no data | no data | no data | GATE VALVE | MBSHIVL | LP-01225 | no data | no data | AC | 1" | no data
02MBH02AA904 | no data | no data | no data | no data | GATE VALVE | MBSHIVL | LP-01225 | no data | no data | AC | 1" | no data
02MBH02AA905 | no data | no data | no data | no data | GATE VALVE | MBSHIVL | LP-01225 | no data | no data | AC | 1" | no data
02MBH02AA906 | no data | no data | no data | no data | GATE VALVE | MBSHIVL | LP-01225 | no data | no data | AC | 1" | no data
02MBH02AA907 | no data | no data | no data | no data | GATE VALVE | MBSHIVL | LP-01225 | no data | no data | AC | 1" | no data
02MBH02AA908 | no data | no data | no data | no data | GATE VALVE | MBSHIVL | LP-01225 | no data | no data | AC | 1" | no data
02MBH02AA910 | no data | no data | no data | no data | GATE VALVE | MBSHIVL | LP-01225 | no data | no data | AC | 1" | no data
02MBH02AA911 | no data | no data | no data | no data | GATE VALVE | MBSHIVL | LP-01225 | no data | no data | AC | 1" | no data
02MBH03AA911 | no data | no data | no data | no data | GATE VALVE | MBSHIVL | LP-01225 | no data | no data | AC | 1" | no data
02MBH03AA912 | no data | no data | no data | no data | GATE VALVE | MBSHIVL | LP-01225 | no data | no data | AC | 1" | no data
02MBH04AA811 | no data | no data | no data | no data | GATE VALVE | MBSHIVL | LP-01217 | no data | no data | AC | 2" | no data
02MBH04AA812 | no data | no data | no data | no data | GATE VALVE | MBSHIVL | LP-01217 | no data | no data | AC | 2" | no data
02MBH04AA813 | no data | no data | no data | no data | GATE VALVE | MBSHIVL | LP-01217 | no data | no data | AC | 2" | no data
02MBH04AA814 | no data | no data | no data | no data | GATE VALVE | MBSHIVL | LP-01217 | no data | no data | AC | 2" | no data
02MBH04AA815 | no data | no data | no data | no data | GATE VALVE | MBSHIVL | LP-01217 | no data | no data | AC | 2" | no data
02MBH04AA816 | no data | no data | no data | no data | GATE VALVE | MBSHIVL | LP-01217 | no data | no data | AC | 2" | no data
02MBH04AA901 | no data | no data | no data | no data | GATE VALVE | MBSHIVL | LP-01225 | no data | no data | AC | 1" | no data
02MBH04AA902 | no data | no data | no data | no data | GATE VALVE | MBSHIVL | LP-01225 | no data | no data | AC | 1" | no data
02MBH04AA911 | no data | no data | no data | no data | GATE VALVE | MBSHIVL | LP-01217 | no data | no data | AC | 1" | no data
02MBH04AA912 | no data | no data | no data | no data | GATE VALVE | MBSHIVL | LP-01217 | no data | no data | AC | 1" | no data
02MBH04AA913 | no data | no data | no data | no data | GATE VALVE | MBSHIVL | LP-01217 | no data | no data | AC | 1" | no data
02MBH04AA914 | no data | no data | no data | no data | GATE VALVE | MBSHIVL | LP-01217 | no data | no data | AC | 1" | no data
02MBH04AA915 | no data | no data | no data | no data | GATE VALVE | MBSHIVL | LP-01217 | no data | no data | AC | 1" | no data
02MBH04AA916 | no data | no data | no data | no data | GATE VALVE | MBSHIVL | LP-01217 | no data | no data | AC | 1" | no data
02MBH04AA917 | no data | no data | no data | no data | GATE VALVE | MBSHIVL | LP-01217 | no data | no data | AC | 1" | no data
02MBH04AA918 | no data | no data | no data | no data | GATE VALVE | MBSHIVL | LP-01217 | no data | no data | AC | 1" | no data
02MBH04AA931 | no data | no data | no data | no data | GATE VALVE | MBSHIVL | LP-01225 | no data | no data | AC | 1" | no data
02MBH04AA932 | no data | no data | no data | no data | GATE VALVE | MBSHIVL | LP-01225 | no data | no data | AC | 1" | no data
02MBH05AA141 | no data | no data | no data | no data | GATE VALVE | MBSHIVL | LP-01214 | no data | no data | AC | 3" | no data
02MBH05AA142 | no data | no data | no data | no data | GLOBE VALVE | MBSHIVL | LP-01214 | no data | no data | AC | 3" | no data
02MBH05AA143 | no data | no data | no data | no data | GATE VALVE | MBSHIVL | LP-01214 | no data | no data | AC | 3" | no data
02MBH05AA144 | no data | no data | no data | no data | GATE VALVE | MBSHIVL | LP-01215 | no data | no data | AC | 3/4" | no data
02MBH05AA145 | no data | no data | no data | no data | GATE VALVE | MBSHIVL | LP-01214 | no data | no data | AC | 3/4" | no data
02MBH05AA146 | no data | no data | no data | no data | GATE VALVE | MBSHIVL | LP-01214 | no data | no data | AC | 3/4" | no data
02MBH05AA147 | no data | no data | no data | no data | BALL VALVE | MBSHIVL | LP-01214 | no data | no data | AC | 10" | no data
02MBH05AA210 | no data | no data | no data | no data | CHECK VALVE | MBSHIVL | LP-01207 | no data | no data | GF | 3" | no data
02MBH05AA803 | no data | no data | no data | no data | GATE VALVE | MBSHIVL | LP-01215 | no data | no data | AC | 2" | no data
02MBH05AA804 | no data | no data | no data | no data | GATE VALVE | MBSHIVL | LP-01215 | no data | no data | AC | 2" | no data
02MBH05AA805 | no data | no data | no data | no data | GATE VALVE | MBSHIVL | LP-01215 | no data | no data | AC | 2" | no data
02MBH05AA806 | no data | no data | no data | no data | GATE VALVE | MBSHIVL | LP-01215 | no data | no data | AC | 2" | no data
02MBH05AA807 | no data | no data | no data | no data | GATE VALVE | MBSHIVL | LP-01215 | no data | no data | AC | 2" | no data
02MBH05AA808 | no data | no data | no data | no data | GATE VALVE | MBSHIVL | LP-01215 | no data | no data | AC | 2" | no data
02MBH05AA833 | no data | no data | no data | no data | GATE VALVE | MBSHIVL | LP-01215 | no data | no data | AC | 2" | no data
02MBH05AA834 | no data | no data | no data | no data | GATE VALVE | MBSHIVL | LP-01215 | no data | no data | AC | 2" | no data
02MBH05AA835 | no data | no data | no data | no data | GATE VALVE | MBSHIVL | LP-01215 | no data | no data | AC | 2" | no data
02MBH05AA836 | no data | no data | no data | no data | GATE VALVE | MBSHIVL | LP-01215 | no data | no data | AC | 2" | no data
02MBH05AA837 | no data | no data | no data | no data | GATE VALVE | MBSHIVL | LP-01215 | no data | no data | AC | 2" | no data
02MBH05AA838 | no data | no data | no data | no data | GATE VALVE | MBSHIVL | LP-01215 | no data | no data | AC | 2" | no data
02MBH05AA901 | no data | no data | no data | no data | GATE VALVE | MBSHIVL | LP-01215 | no data | no data | AC | 1" | no data
02MBH05AA902 | no data | no data | no data | no data | GATE VALVE | MBSHIVL | LP-01215 | no data | no data | AC | 1" | no data
02MBH05AA903 | no data | no data | no data | no data | GATE VALVE | MBSHIVL | LP-01215 | no data | no data | AC | 1" | no data
02MBH05AA904 | no data | no data | no data | no data | GATE VALVE | MBSHIVL | LP-01215 | no data | no data | AC | 1" | no data
02MBH05AA905 | no data | no data | no data | no data | GATE VALVE | MBSHIVL | LP-01215 | no data | no data | AC | 1" | no data
02MBH05AA906 | no data | no data | no data | no data | GATE VALVE | MBSHIVL | LP-01215 | no data | no data | AC | 1" | no data
02MBH05AA907 | no data | no data | no data | no data | GATE VALVE | MBSHIVL | LP-01215 | no data | no data | AC | 1" | no data
02MBH05AA908 | no data | no data | no data | no data | GATE VALVE | MBSHIVL | LP-01215 | no data | no data | AC | 1" | no data
02MBH05AA909 | no data | no data | no data | no data | GATE VALVE | MBSHIVL | LP-01215 | no data | no data | AC | 1" | no data
02MBH05AA910 | no data | no data | no data | no data | GATE VALVE | MBSHIVL | LP-01215 | no data | no data | AC | 1" | no data
02MBH05AA915 | no data | no data | no data | no data | GATE VALVE | MBSHIVL | LP-01215 | no data | no data | AC | 1" | no data
02MBH05AA917 | no data | no data | no data | no data | GATE VALVE | MBSHIVL | LP-01215 | no data | no data | AC | 1" | no data
02MBH05AA918 | no data | no data | no data | no data | GATE VALVE | MBSHIVL | LP-01215 | no data | no data | AC | 1" | no data
02MBH06AA806 | no data | no data | no data | no data | GATE VALVE | MBSHIVL | LP-01218 | no data | no data | AC | 1/2" | no data
02MBH06AA807 | no data | no data | no data | no data | GATE VALVE | MBSHIVL | LP-01218 | no data | no data | AC | 1/2" | no data
02MBH06AA808 | no data | no data | no data | no data | GATE VALVE | MBSHIVL | LP-01218 | no data | no data | AC | 1/2" | no data
02MBH06AA809 | no data | no data | no data | no data | GATE VALVE | MBSHIVL | LP-01218 | no data | no data | AC | 1/2" | no data
02MBH06AA814 | no data | no data | no data | no data | GATE VALVE | MBSHIVL | LP-01219 | no data | no data | AC | 3/4" | no data
02MBH06AA815 | no data | no data | no data | no data | GATE VALVE | MBSHIVL | LP-01219 | no data | no data | AC | 3/4" | no data
02MBH06AA816 | no data | no data | no data | no data | GATE VALVE | MBSHIVL | LP-01219 | no data | no data | AC | 3/4" | no data
02MBH06AA817 | no data | no data | no data | no data | GATE VALVE | MBSHIVL | LP-01219 | no data | no data | AC | 3/4" | no data
02MBH06AA818 | no data | no data | no data | no data | GATE VALVE | MBSHIVL | LP-01219 | no data | no data | AC | 3/4" | no data
02MBH06AA824 | no data | no data | no data | no data | GATE VALVE | MBSHIVL | LP-01218 | no data | no data | AC | 3/4" | no data
02MBH06AA825 | no data | no data | no data | no data | GATE VALVE | MBSHIVL | LP-01219 | no data | no data | AC | 3/4" | no data
02MBH06AA826 | no data | no data | no data | no data | GATE VALVE | MBSHIVL | LP-01218 | no data | no data | AC | 3/4" | no data
02MBH06AA827 | no data | no data | no data | no data | GATE VALVE | MBSHIVL | LP-01218 | no data | no data | AC | 1/2" | no data
02MBH06AA828 | no data | no data | no data | no data | GATE VALVE | MBSHIVL | LP-01218 | no data | no data | AC | 1/2" | no data
02MBH06AA830 | no data | no data | no data | no data | GATE VALVE | MBSHIVL | LP-01218 | no data | no data | AC | 1/2" | no data
02MBH06AA831 | no data | no data | no data | no data | GATE VALVE | MBSHIVL | LP-01218 | no data | no data | AC | 1/2" | no data
02MBH06AA832 | no data | no data | no data | no data | GATE VALVE | MBSHIVL | LP-01218 | no data | no data | AC | 1/2" | no data
02MBH06AA833 | no data | no data | no data | no data | GATE VALVE | MBSHIVL | LP-01218 | no data | no data | AC | 1/2" | no data
02MBH06AA841 | no data | no data | no data | no data | GATE VALVE | MBSHIVL | LP-01218 | no data | no data | AC | 8" | no data
02MBH06AA842 | no data | no data | no data | no data | CHECK VALVE | MBSHIVL | LP-01218 | no data | no data | AC | 8" | no data
02MBH06AA843 | no data | no data | no data | no data | GATE VALVE | MBSHIVL | LP-01218 | no data | no data | AC | 8" | no data
02MBH06AA844 | no data | no data | no data | no data | GATE VALVE | MBSHIVL | LP-01218 | no data | no data | AC | 8" | no data
02MBH06AA845 | no data | no data | no data | no data | GATE VALVE | MBSHIVL | LP-01218 | no data | no data | AC | 1/2" | no data
02MBH06AA846 | no data | no data | no data | no data | GATE VALVE | MBSHIVL | LP-01218 | no data | no data | AC | 1/2" | no data
02MBH06AA847 | no data | no data | no data | no data | GATE VALVE | MBSHIVL | LP-01218 | no data | no data | AC | 1/2" | no data
02MBH06AA850 | no data | no data | no data | no data | CHECK VALVE | MBSHIVL | LP-01218 | no data | no data | AC | 8" | no data
02MBH06AA851 | no data | no data | no data | no data | CHECK VALVE | MBSHIVL | LP-01218 | no data | no data | AC | 8" | no data
02MBH06AA861 | no data | no data | no data | no data | GATE VALVE | MBSHIVL | LP-01218 | no data | no data | AC | 2" | no data
02MBH06AA862 | no data | no data | no data | no data | GATE VALVE | MBSHIVL | LP-01218 | no data | no data | AC | 2" | no data
02MBH06AA863 | no data | no data | no data | no data | GATE VALVE | MBSHIVL | LP-01218 | no data | no data | AC | 2" | no data
02MBH06AA864 | no data | no data | no data | no data | GATE VALVE | MBSHIVL | LP-01218 | no data | no data | AC | 2" | no data
02MBH06AA865 | no data | no data | no data | no data | GATE VALVE | MBSHIVL | LP-01218 | no data | no data | AC | 2" | no data
02MBH06AA866 | no data | no data | no data | no data | GATE VALVE | MBSHIVL | LP-01218 | no data | no data | AC | 2" | no data
02MBH06AA871 | no data | no data | no data | no data | GATE VALVE | MBSHIVL | LP-01218 | no data | no data | AC | 8" | no data
02MBH06AA872 | no data | no data | no data | no data | CHECK VALVE | MBSHIVL | LP-01218 | no data | no data | AC | 8" | no data
02MBH06AA873 | no data | no data | no data | no data | GATE VALVE | MBSHIVL | LP-01218 | no data | no data | AC | 8" | no data
02MBH06AA874 | no data | no data | no data | no data | GATE VALVE | MBSHIVL | LP-01218 | no data | no data | AC | 8" | no data
02MBH06AA875 | no data | no data | no data | no data | GATE VALVE | MBSHIVL | LP-01218 | no data | no data | AC | 1/2" | no data
02MBH06AA876 | no data | no data | no data | no data | GATE VALVE | MBSHIVL | LP-01218 | no data | no data | AC | 1/2" | no data
02MBH06AA877 | no data | no data | no data | no data | GATE VALVE | MBSHIVL | LP-01218 | no data | no data | AC | 1/2" | no data
02MBH06AA881 | no data | no data | no data | no data | GATE VALVE | MBSHIVL | LP-01218 | no data | no data | AC | 1" | no data
02MBH06AA882 | no data | no data | no data | no data | GATE VALVE | MBSHIVL | LP-01218 | no data | no data | AC | 1" | no data
02MBH06AA890 | no data | no data | no data | no data | CHECK VALVE | MBSHIVL | LP-01218 | no data | no data | AC | 8" | no data
02MBH06AA891 | no data | no data | no data | no data | GATE VALVE | MBSHIVL | LP-01218 | no data | no data | AC | 8" | no data
02MBH06AA892 | no data | no data | no data | no data | CHECK VALVE | MBSHIVL | LP-01218 | no data | no data | AC | 8" | no data
02MBH06AA893 | no data | no data | no data | no data | GATE VALVE | MBSHIVL | LP-01218 | no data | no data | AC | 8" | no data
02MBH06AA901 | no data | no data | no data | no data | GATE VALVE | MBSHIVL | LP-01218 | no data | no data | AC | 1" | no data
02MBH06AA902 | no data | no data | no data | no data | GATE VALVE | MBSHIVL | LP-01218 | no data | no data | AC | 1" | no data
02MBH06AA903 | no data | no data | no data | no data | GATE VALVE | MBSHIVL | LP-01218 | no data | no data | AC | 1" | no data
02MBH06AA904 | no data | no data | no data | no data | GATE VALVE | MBSHIVL | LP-01218 | no data | no data | AC | 1" | no data
02MBH06AA905 | no data | no data | no data | no data | GATE VALVE | MBSHIVL | LP-01218 | no data | no data | AC | 1" | no data
02MBH06AA906 | no data | no data | no data | no data | GATE VALVE | MBSHIVL | LP-01218 | no data | no data | AC | 1" | no data
02MBH06AA909 | no data | no data | no data | no data | GATE VALVE | MBSHIVL | LP-01218 | no data | no data | AC | 1" | no data
02MBH06AA910 | no data | no data | no data | no data | GATE VALVE | MBSHIVL | LP-01218 | no data | no data | AC | 1" | no data
02MBH06AA911 | no data | no data | no data | no data | GATE VALVE | MBSHIVL | LP-01218 | no data | no data | AC | 1" | no data
02MBH06AA912 | no data | no data | no data | no data | GATE VALVE | MBSHIVL | LP-01218 | no data | no data | AC | 1" | no data
02MBH06AA926 | no data | no data | no data | no data | GATE VALVE | MBSHIVL | LP-01218 | no data | no data | AC | 1" | no data
02L01AA801 | no data | no data | no data | no data | NEEDLE VALVE | MBSHIVL | LP-01220 | no data | no data | AR | 1/2" | no data
02L01AA802 | no data | no data | no data | no data | NEEDLE VALVE | MBSHIVL | LP-01220 | no data | no data | AR | 1/2" | no data
02L01AA803 | no data | no data | no data | no data | NEEDLE VALVE | MBSHIVL | LP-01220 | no data | no data | AR | 1/2" | no data
02L01AA804 | no data | no data | no data | no data | NEEDLE VALVE | MBSHIVL | LP-01220 | no data | no data | AR | 1/2" | no data
02L01AA805 | no data | no data | no data | no data | NEEDLE VALVE | MBSHIVL | LP-01220 | no data | no data | AR | 1/2" | no data
02L01AA806 | no data | no data | no data | no data | NEEDLE VALVE | MBSHIVL | LP-01220 | no data | no data | AR | 1/2" | no data
02L01AA807 | no data | no data | no data | no data | NEEDLE VALVE | MBSHIVL | LP-01220 | no data | no data | AR | 1/2" | no data
02L01AA808 | no data | no data | no data | no data | NEEDLE VALVE | MBSHIVL | LP-01220 | no data | no data | AR | 1/2" | no data
02L01AA809 | no data | no data | no data | no data | NEEDLE VALVE | MBSHIVL | LP-01220 | no data | no data | AR | 1/2" | no data
02L01AA811 | no data | no data | no data | no data | NEEDLE VALVE | MBSHIVL | LP-01216 | no data | no data | AC | 1/8" | no data
02L03AA811 | no data | no data | no data | no data | GLOBE VALVE | MBSHIVL | LP-01222 | no data | no data | AC | 3/4" | no data
02L03AA901 | no data | no data | no data | no data | GATE VALVE | MBSHIVL | LP-01222 | no data | no data | AC | 1" | no data
02L03AA903 | no data | no data | no data | no data | GATE VALVE | MBSHIVL | LP-01222 | no data | no data | AC | 1" | no data
02L03AA904 | no data | no data | no data | no data | GATE VALVE | MBSHIVL | LP-01222 | no data | no data | AC | 1" | no data
02L03AA905 | no data | no data | no data | no data | GATE VALVE | MBSHIVL | LP-01222 | no data | no data | AC | 1" | no data
02L03AA921 | no data | no data | no data | no data | GATE VALVE | MBSHIVL | LP-01222 | no data | no data | AC | 1" | no data
02L03AA922 | no data | no data | no data | no data | GATE VALVE | MBSHIVL | LP-01222 | no data | no data | AC | 1" | no data
02L03AA923 | no data | no data | no data | no data | GATE VALVE | MBSHIVL | LP-01222 | no data | no data | AC | 1" | no data
02L03AA924 | no data | no data | no data | no data | GATE VALVE | MBSHIVL | LP-01222 | no data | no data | AC | 1" | no data
02L03AA931 | no data | no data | no data | no data | GATE VALVE | MBSHIVL | LP-01222 | no data | no data | AC | 1" | no data
02L03AA932 | no data | no data | no data | no data | GATE VALVE | MBSHIVL | LP-01222 | no data | no data | AC | 1" | no data
02L03AA933 | no data | no data | no data | no data | GATE VALVE | MBSHIVL | LP-01222 | no data | no data | AC | 1" | no data
02L03AA934 | no data | no data | no data | no data | GATE VALVE | MBSHIVL | LP-01222 | no data | no data | AC | 1" | no data
02MBP01AA801 | UNIT 2 GAS FLOW METER PRESSURE TRANSMITTER ISOLATION | no data | UNIT 2 GT HEADER | no data | BALL VALVE | FGS | LP-01200 | OPEN | no data | GF | 1/2" | no data
02MBP01AA802 | UNIT 2 GAS FLOW METER PRESSURE TRANSMITTER ISOLATION | no data | UNIT 2 GT HEADER | no data | BALL VALVE | FGS | LP-01200 | OPEN | no data | GF | 1/2" | no data
02MBP01AA820 | no data | no data | no data | no data | GATE VALVE | MBSHIVL | LP-01201 | no data | no data | GF | 2" | no data
02MBP01AA821 | no data | no data | no data | no data | GATE VALVE | MBSHIVL | LP-01201 | no data | no data | GF | 2" | no data
02MBP01AA822 | no data | no data | no data | no data | GATE VALVE | MBSHIVL | LP-01201 | no data | no data | GF | 2" | no data
02MBP01AA823 | no data | no data | no data | no data | GATE VALVE | MBSHIVL | LP-01201 | no data | no data | GF | 2" | no data
02MBP01AA830 | no data | no data | no data | no data | GATE VALVE | MBSHIVL | LP-01201 | no data | no data | GF | 2" | no data
02MBP01AA831 | no data | no data | no data | no data | GATE VALVE | MBSHIVL | LP-01201 | no data | no data | GF | 2" | no data
02MBP01AA832 | no data | no data | no data | no data | GATE VALVE | MBSHIVL | LP-01201 | no data | no data | GF | 2" | no data
02MBP01AA833 | no data | no data | no data | no data | GATE VALVE | MBSHIVL | LP-01201 | no data | no data | GF | 2" | no data
02MBP01AA842 | UNIT 2 FILTER DP HIGH SIDE ISOLATION | no data | UNIT 2 GT HEADER | no data | GATE VALVE | FGS | LP-01202 | OPEN | no data | GF | 1" | no data
02MBP01AA843 | UNIT 2 FILTER DP HIGH SIDE ISOLATION | no data | UNIT 2 GT HEADER | no data | GATE VALVE | FGS | LP-01202 | OPEN | no data | GF | 1" | no data
02MBP01AA844 | UNIT 2 FILTER DP LOW SIDE ISOLATION | no data | UNIT 2 GT HEADER | no data | GATE VALVE | FGS | LP-01202 | OPEN | no data | GF | 1" | no data
02MBP01AA845 | UNIT 2 FILTER DP LOW SIDE ISOLATION | no data | UNIT 2 GT HEADER | no data | GATE VALVE | FGS | LP-01202 | OPEN | no data | GF | 1" | no data
02MBP01AA903 | no data | no data | no data | no data | GATE VALVE | MBSHIVL | LP-01225 | no data | no data | EG | 2" | no data
02MBP01AA904 | no data | no data | no data | no data | GATE VALVE | MBSHIVL | LP-01225 | no data | no data | EG | 2" | no data
02MBP01AA907 | UNIT 2 FILTER NITROGEN PURGE/DRAIN | no data | UNIT 2 GT HEADER | no data | GATE VALVE | FGS | LP-01202 | CLOSED | no data | GF | 1" | no data
02MBP01AA908 | UNIT 2 FILTER NITROGEN PURGE/DRAIN | no data | UNIT 2 GT HEADER | no data | GATE VALVE | FGS | LP-01202 | CLOSED | no data | GF | 1" | no data
02MBP01AA909 | UNIT 2 FILTER NITROGEN PURGE/DRAIN | no data | UNIT 2 GT HEADER | no data | GATE VALVE | FGS | LP-01202 | CLOSED | no data | GF | 1" | no data
02MBP01AA910 | UNIT 2 FILTER NITROGEN PURGE/DRAIN | no data | UNIT 2 GT HEADER | no data | GATE VALVE | FGS | LP-01202 | CLOSED | no data | GF | 1" | no data
02MBP01AA911 | UNIT 2 FILTER NITROGEN PURGE/DRAIN | no data | UNIT 2 GT HEADER | no data | GATE VALVE | FGS | LP-01202 | CLOSED | no data | GF | 1" | no data
02MBP01AA912 | UNIT 2 FILTER NITROGEN PURGE/DRAIN | no data | UNIT 2 GT HEADER | no data | GATE VALVE | FGS | LP-01202 | CLOSED | no data | GF | 1" | no data
02MBP01AA922 | no data | no data | no data | no data | GATE VALVE | MBSHIVL | LP-01201 | no data | no data | GF | 3" | no data
02MBP01AA924 | no data | no data | no data | no data | GATE VALVE | MBSHIVL | LP-01201 | no data | no data | GF | 3" | no data
02MBP01AA932 | no data | no data | no data | no data | GATE VALVE | MBSHIVL | LP-01201 | no data | no data | GF | 3" | no data
02MBP01AA934 | no data | no data | no data | no data | GATE VALVE | MBSHIVL | LP-01201 | no data | no data | GF | 3" | no data
02MBP02AA801 | UNIT 2 GAS SUPPLY PRESSURE TRANSMITTER 01MBP02CP101 ISOLATION | no data | UNIT 2 GT HEADER | no data | GATE VALVE | FGS | LP-01203 | OPEN | no data | GF | 3/4" | no data
02MBP02AA802 | UNIT 2 GAS SUPPLY PRESSURE TRANSMITTER 01MBP02CP101 ISOLATION | no data | UNIT 2 GT HEADER | no data | GATE VALVE | FGS | LP-01203 | OPEN | no data | GF | 3/4" | no data
02MBP02AA803 | UNIT 2 GAS SUPPLY PRESSURE TRANSMITTER 02MBP02CP102 ISOLATION | no data | UNIT 2 GT HEADER | no data | GATE VALVE | FGS | LP-01203 | OPEN | no data | GF | 3/4" | no data
02MBP02AA804 | UNIT 2 GAS SUPPLY PRESSURE TRANSMITTER 02MBP02CP102 ISOLATION | no data | UNIT 2 GT HEADER | no data | GATE VALVE | FGS | LP-01203 | OPEN | no data | GF | 3/4" | no data
02MBP02AA805 | UNIT 2 GAS SUPPLY PRESSURE TRANSMITTER 02MBP02CP103 ISOLATION | no data | UNIT 2 GT HEADER | no data | GATE VALVE | FGS | LP-01203 | OPEN | no data | GF | 3/4" | no data
02MBP02AA806 | UNIT 2 GAS SUPPLY PRESSURE TRANSMITTER 02MBP02CP103 ISOLATION | no data | UNIT 2 GT HEADER | no data | GATE VALVE | FGS | LP-01203 | OPEN | no data | GF | 3/4" | no data
02MBP02AA807 | UNIT 2 GAS HEADER INLET PRESSURE TRANSMITTER 02MBP02CP141 ISOLATION | no data | UNIT 2 GT HEADER | no data | GATE VALVE | FGS | LP-01203 | OPEN | no data | GF | 3/4" | no data
02MBP02AA808 | UNIT 2 GAS HEADER INLET PRESSURE TRANSMITTER 02MBP02CP141 ISOLATION | no data | UNIT 2 GT HEADER | no data | GATE VALVE | FGS | LP-01203 | OPEN | no data | GF | 3/4" | no data
02MBP03AA811 | UNIT 2 PILOT "A" PRESSURE TRANSMITTER 02MBP03CP126 ISOLATION | no data | UNIT 2 GT HEADER | no data | GATE VALVE | FGS | LP-01207 | OPEN | no data | GF | 3/4" | no data
02MBP03AA812 | UNIT 2 PILOT "A" PRESSURE TRANSMITTER 02MBP03CP126 ISOLATION | no data | UNIT 2 GT HEADER | no data | GATE VALVE | FGS | LP-01207 | OPEN | no data | GF | 3/4" | no data
02MBP03AA815 | UNIT 2 PILOT "A" DP TRANSMITTER 02MBP03CP501 HIGH SIDE ISOLATION | no data | UNIT 2 GT HEADER | no data | GATE VALVE | FGS | LP-01207 | OPEN | no data | GF | 1" | no data
02MBP03AA816 | UNIT 2 PILOT "A" DP TRANSMITTER 02MBP03CP501 HIGH SIDE ISOLATION | no data | UNIT 2 GT HEADER | no data | GATE VALVE | FGS | LP-01207 | OPEN | no data | GF | 1" | no data
02MBP03AA817 | UNIT 2 PILOT "A" DP TRANSMITTER 02MBP03CP501 LOW SIDE ISOLATION | no data | UNIT 2 GT HEADER | no data | GATE VALVE | FGS | LP-01207 | OPEN | no data | GF | 1" | no data
02MBP03AA818 | UNIT 2 PILOT "A" DP TRANSMITTER 02MBP03CP501 LOW SIDE ISOLATION | no data | UNIT 2 GT HEADER | no data | GATE VALVE | FGS | LP-01207 | OPEN | no data | GF | 1" | no data
02MBP03AA821 | UNIT 2 MAIN "A" PRESSURE TRANSMITTER 02MBP03CP136 ISOLATION | no data | UNIT 2 GT HEADER | no data | GATE VALVE | FGS | LP-01205 | OPEN | no data | GF | 3/4" | no data
02MBP03AA822 | UNIT 2 MAIN "A" PRESSURE TRANSMITTER 02MBP03CP136 ISOLATION | no data | UNIT 2 GT HEADER | no data | GATE VALVE | FGS | LP-01205 | OPEN | no data | GF | 3/4" | no data
02MBP03AA825 | UNIT 2 MAIN "A" DP TRANSMITTER 02MBP03CP521 HIGH SIDE ISOLATION | no data | UNIT 2 GT HEADER | no data | GATE VALVE | FGS | LP-01205 | OPEN | no data | GF | 1" | no data
02MBP03AA826 | UNIT 2 MAIN "A" DP TRANSMITTER 02MBP03CP521 HIGH SIDE ISOLATION | no data | UNIT 2 GT HEADER | no data | GATE VALVE | FGS | LP-01205 | OPEN | no data | GF | 1" | no data
02MBP03AA827 | UNIT 2 MAIN "A" DP TRANSMITTER 02MBP03CP521 LOW SIDE ISOLATION | no data | UNIT 2 GT HEADER | no data | GATE VALVE | FGS | LP-01205 | OPEN | no data | GF | 1" | no data
02MBP03AA828 | UNIT 2 MAIN "A" DP TRANSMITTER 02MBP03CP521 LOW SIDE ISOLATION | no data | UNIT 2 GT HEADER | no data | GATE VALVE | FGS | LP-01205 | OPEN | no data | GF | 1" | no data
02MBP03AA831 | UNIT 2 MAIN "B" PRESSURE TRANSMITTER 02MBP03CP146 ISOLATION | no data | UNIT 2 GT HEADER | no data | GATE VALVE | FGS | LP-01206 | OPEN | no data | GF | 3/4" | no data
02MBP03AA832 | UNIT 2 MAIN "B" PRESSURE TRANSMITTER 02MBP03CP146 ISOLATION | no data | UNIT 2 GT HEADER | no data | GATE VALVE | FGS | LP-01206 | OPEN | no data | GF | 3/4" | no data
02MBP03AA835 | UNIT 2 MAIN "B" DP TRANSMITTER 02MBP03CP531 HIGH SIDE ISOLATION | no data | UNIT 2 GT HEADER | no data | GATE VALVE | FGS | LP-01206 | OPEN | no data | GF | 1" | no data
02MBP03AA836 | UNIT 2 MAIN "B" DP TRANSMITTER 02MBP03CP531 HIGH SIDE ISOLATION | no data | UNIT 2 GT HEADER | no data | GATE VALVE | FGS | LP-01206 | OPEN | no data | GF | 1" | no data
02MBP03AA837 | UNIT 2 MAIN "B" DP TRANSMITTER 02MBP03CP531 LOW SIDE ISOLATION | no data | UNIT 2 GT HEADER | no data | GATE VALVE | FGS | LP-01206 | OPEN | no data | GF | 1" | no data
02MBP03AA838 | UNIT 2 MAIN "B" DP TRANSMITTER 02MBP03CP531 LOW SIDE ISOLATION | no data | UNIT 2 GT HEADER | no data | GATE VALVE | FGS | LP-01206 | OPEN | no data | GF | 1" | no data
02MBP03AA841 | UNIT 2 PILOT "B" PRESSURE TRANSMITTER 02MBP03CP156 ISOLATION | no data | UNIT 2 GT HEADER | no data | GATE VALVE | FGS | LP-01208 | OPEN | no data | GF | 3/4" | no data
02MBP03AA842 | UNIT 2 PILOT "B" PRESSURE TRANSMITTER 02MBP03CP156 ISOLATION | no data | UNIT 2 GT HEADER | no data | GATE VALVE | FGS | LP-01208 | OPEN | no data | GF | 3/4" | no data
02MBP03AA845 | UNIT 2 PILOT "B" DP TRANSMITTER 02MBP03CP511 HIGH SIDE ISOLATION | no data | UNIT 2 GT HEADER | no data | GATE VALVE | FGS | LP-01208 | OPEN | no data | GF | 1" | no data
02MBP03AA846 | UNIT 2 PILOT "B" DP TRANSMITTER 02MBP03CP511 HIGH SIDE ISOLATION | no data | UNIT 2 GT HEADER | no data | GATE VALVE | FGS | LP-01208 | OPEN | no data | GF | 1" | no data
02MBP03AA847 | UNIT 2 PILOT "B" DP TRANSMITTER 02MBP03CP511 LOW SIDE ISOLATION | no data | UNIT 2 GT HEADER | no data | GATE VALVE | FGS | LP-01208 | OPEN | no data | GF | 1" | no data
02MBP03AA848 | UNIT 2 PILOT "B" DP TRANSMITTER 02MBP03CP511 LOW SIDE ISOLATION | no data | UNIT 2 GT HEADER | no data | GATE VALVE | FGS | LP-01208 | OPEN | no data | GF | 1" | no data
02MBP03AA851 | UNIT 2 PILOT TOPHAT PRESSURE TRANSMITTER 02MBP03CP166 ISOLATION | no data | UNIT 2 GT HEADER | no data | GATE VALVE | FGS | LP-01209 | OPEN | no data | GF | 3/4" | no data
02MBP03AA852 | UNIT 2 PILOT TOPHAT PRESSURE TRANSMITTER 02MBP03CP166 ISOLATION | no data | UNIT 2 GT HEADER | no data | GATE VALVE | FGS | LP-01209 | OPEN | no data | GF | 3/4" | no data
02MBP03AA855 | UNIT 2 PILOT TOPHAT DP TRANSMITTER 01MBP03CP541 HIGH SIDE ISOLATION | no data | UNIT 2 GT HEADER | no data | GATE VALVE | FGS | LP-01209 | OPEN | no data | GF | 1" | no data
02MBP03AA856 | UNIT 2 PILOT TOPHAT DP TRANSMITTER 02MBP03CP541 HIGH SIDE ISOLATION | no data | UNIT 2 GT HEADER | no data | GATE VALVE | FGS | LP-01209 | OPEN | no data | GF | 1" | no data
02MBP03AA857 | UNIT 2 PILOT TOPHAT DP TRANSMITTER 02MBP03CP541 LOW SIDE ISOLATION | no data | UNIT 2 GT HEADER | no data | GATE VALVE | FGS | LP-01209 | OPEN | no data | GF | 1" | no data
02MBP03AA858 | UNIT 2 PILOT TOPHAT DP TRANSMITTER 02MBP03CP541 LOW SIDE ISOLATION | no data | UNIT 2 GT HEADER | no data | GATE VALVE | FGS | LP-01209 | OPEN | no data | GF | 1" | no data
02MBP03AA900 | UNIT 2 PILOT "A" RING DRAIN | no data | UNIT 2 GT HEADER | no data | GATE VALVE | FGS | LP-01207 | CLOSED | no data | GF | 1" | no data
02MBP03AA901 | no data | no data | no data | no data | GATE VALVE | MBSHIVL | LP-01207 | no data | no data | GF | 1" | no data
02MBP03AA910 | UNIT 2 MAIN "A" RING DRAIN | no data | UNIT 2 GT HEADER | no data | GATE VALVE | FGS | LP-01205 | CLOSED | no data | GF | 1" | no data
02MBP03AA911 | UNIT 2 MAIN "A" RING DRAIN | no data | UNIT 2 GT HEADER | no data | GATE VALVE | FGS | LP-01205 | CLOSED | no data | GF | 1" | no data
02MBP03AA920 | UNIT 2 MAIN "B" RING DRAIN | no data | UNIT 2 GT HEADER | no data | GATE VALVE | FGS | LP-01206 | CLOSED | no data | GF | 1" | no data
02MBP03AA921 | UNIT 2 MAIN "B" RING DRAIN | no data | UNIT 2 GT HEADER | no data | GATE VALVE | FGS | LP-01206 | CLOSED | no data | GF | 1" | no data
02MBP03AA930 | UNIT 2 PILOT "B" RING DRAIN | no data | UNIT 2 GT HEADER | no data | GATE VALVE | FGS | LP-01208 | CLOSED | no data | GF | 1" | no data
02MBP03AA931 | UNIT 2 PILOT "B" RING DRAIN | no data | UNIT 2 GT HEADER | no data | GATE VALVE | FGS | LP-01208 | CLOSED | no data | GF | 1" | no data
02MBP03AA940 | UNIT 2 PILOT TOPHAT RING DRAIN | no data | UNIT 2 GT HEADER | no data | GATE VALVE | FGS | LP-01209 | CLOSED | no data | GF | 1" | no data
02MBP03AA941 | UNIT 2 PILOT TOPHAT RING DRAIN | no data | UNIT 2 GT HEADER | no data | GATE VALVE | FGS | LP-01209 | CLOSED | no data | GF | 1" | no data
02MBR01AA803 | no data | no data | no data | no data | GATE VALVE | MBSHIVL | LP-01216 | no data | no data | EG | 3/4" | no data
02MBR01AA804 | no data | no data | no data | no data | GATE VALVE | MBSHIVL | LP-01216 | no data | no data | EG | 3/4" | no data
02MBR01AA805 | no data | no data | no data | no data | GATE VALVE | MBSHIVL | LP-01216 | no data | no data | EG | 3/4" | no data
02MBV01AA827 | no data | no data | no data | no data | GLOBE VALVE | MBSHIVL | LP-01192 | no data | no data | LO | 1" | no data
02MBV03AA811 | no data | no data | no data | no data | GLOBE VALVE | MBSHIVL | LP-01192 | no data | no data | AC | 1/4" | no data
02MBV03AA812 | no data | no data | no data | no data | GATE VALVE | MBSHIVL | LP-01192 | no data | no data | AC | 1/4" | no data
02MBV03AA813 | no data | no data | no data | no data | GATE VALVE | MBSHIVL | LP-01192 | no data | no data | AC | 1/4" | no data
02MBX01AA103 | U2 GT IGV Actuator Control oil inlet valve | Lower GT Enclosure | no data | no data | GATE VALVE | MBSHIVL | LP-01197 | OPEN | CLOSED | OH | 1" | no data
02MBX01AA104 | U2 GT VV Actuator Control oil Inlet valve | TURBINE BUILDING | no data | no data | GATE VALVE | MBSHIVL | LP-01197 | OPEN | CLOSED | OH | 1" | no data
02MBX01AA203 | U2 GT IGV Actuator Control oil outlet valve | Lower GT Turbine Enclosure | no data | no data | GATE VALVE | MBSHIVL | LP-01197 | OPEN | CLOSED | OH | 1" | no data
02MBX01AA204 | U2 GT VV Actuator Control oil outlet valve | Lower GT Enclosure | no data | no data | GATE VALVE | MBSHIVL | LP-01197 | OPEN | CLOSED | OH | 1" | no data
02MPV01AA002 | no data | no data | no data | no data | GLOBE VALVE | MBSHIVL | LP-01191 | no data | no data | LO | 1" | no data
02MPV01AA003 | no data | no data | no data | no data | BALL VALVE | MBSHIVL | LP-01191 | no data | no data | LO | 3" | no data
02MPV01AA004 | no data | no data | no data | no data | GATE VALVE | MBSHIVL | LP-01191 | no data | no data | LO | 3" | no data
02MPV01AA013 | no data | no data | no data | no data | GATE VALVE | MBSHIVL | LP-01191 | no data | no data | LO | 2-1/2" | no data
02MPV01AA101 | no data | no data | no data | no data | CHECK VALVE | MBSHIVL | LP-01191 | no data | no data | LO | 8" | no data
02MPV01AA102 | no data | no data | no data | no data | CHECK VALVE | MBSHIVL | LP-01191 | no data | no data | LO | 8" | no data
02MPV01AA104 | no data | no data | no data | no data | 3-WAY GLOBE VALVE | MBSHIVL | LP-01193 | no data | no data | LO | 8" | no data
02MPV01AA105 | no data | no data | no data | no data | 3-WAY GLOBE VALVE | MBSHIVL | LP-01193 | no data | no data | LO | 8" | no data
02MPV01AA106 | no data | no data | no data | no data | BALL VALVE | MBSHIVL | LP-01193 | no data | no data | LO | 1" | no data
02MPV01AA109 | no data | no data | no data | no data | NEEDLE VALVE | MBSHIVL | LP-01191 | no data | no data | LO | 1/2" | no data
02MPV01AA125 | no data | no data | no data | no data | BALL VALVE | MBSHIVL | LP-01191 | no data | no data | LO | 3/4" | no data
02MPV01AA401 | no data | no data | no data | no data | CHECK VALVE | MBSHIVL | LP-01191 | no data | no data | LO | 8" | no data
02MPV01AA501 | no data | no data | no data | no data | BALL VALVE | MBSHIVL | LP-01193 | no data | no data | LO | 4" | no data
02MPV01AA502 | no data | no data | no data | no data | BALL VALVE | MBSHIVL | LP-01193 | no data | no data | LO | 4" | no data
02MPV01AA503 | no data | no data | no data | no data | BALL VALVE | MBSHIVL | LP-01193 | no data | no data | LO | 4" | no data
02MPV01AA504 | no data | no data | no data | no data | BALL VALVE | MBSHIVL | LP-01193 | no data | no data | LO | 4" | no data
02MPV01AA801 | no data | no data | no data | no data | GLOBE VALVE | MBSHIVL | LP-01191 | no data | no data | LO | 3/4" | no data
02MPV01AA802 | no data | no data | no data | no data | GLOBE VALVE | MBSHIVL | LP-01191 | no data | no data | LO | 3/4" | no data
02MPV01AA803 | no data | no data | no data | no data | GATE VALVE | MBSHIVL | LP-01191 | no data | no data | LO | 2" | no data
02MPV01AA804 | no data | no data | no data | no data | GATE VALVE | MBSHIVL | LP-01191 | no data | no data | LO | 2" | no data
02MPV01AA813 | no data | no data | no data | no data | GLOBE VALVE | MBSHIVL | LP-01191 | no data | no data | LO | 3/4" | no data
02MPV01AA814 | no data | no data | no data | no data | GLOBE VALVE | MBSHIVL | LP-01191 | no data | no data | LO | 3/4" | no data
02MPV01AA815 | no data | no data | no data | no data | GLOBE VALVE | MBSHIVL | LP-01191 | no data | no data | LO | 3/4" | no data
02MPV01AA816 | no data | no data | no data | no data | GLOBE VALVE | MBSHIVL | LP-01191 | no data | no data | LO | 3/4" | no data
02MPV01AA817 | no data | no data | no data | no data | GLOBE VALVE | MBSHIVL | LP-01191 | no data | no data | LO | 3/4" | no data
02MPV01AA821 | no data | no data | no data | no data | GLOBE VALVE | MBSHIVL | LP-01191 | no data | no data | LO | 3/4" | no data
02MPV01AA822 | no data | no data | no data | no data | GLOBE VALVE | MBSHIVL | LP-01191 | no data | no data | LO | 3/4" | no data
02MPV01AA823 | no data | no data | no data | no data | GLOBE VALVE | MBSHIVL | LP-01191 | no data | no data | LO | 3/4" | no data
02MPV01AA824 | no data | no data | no data | no data | GLOBE VALVE | MBSHIVL | LP-01191 | no data | no data | LO | 3/4" | no data
02MPV01AA841 | no data | no data | no data | no data | GLOBE VALVE | MBSHIVL | LP-01191 | no data | no data | LO | 3/4" | no data
02MPV01AA851 | no data | no data | no data | no data | GLOBE VALVE | MBSHIVL | LP-01191 | no data | no data | LO | 3/4" | no data
02MPV01AA852 | no data | no data | no data | no data | GLOBE VALVE | MBSHIVL | LP-01191 | no data | no data | LO | 3/4" | no data
02MPV01AA902 | no data | no data | no data | no data | GLOBE VALVE | MBSHIVL | LP-01193 | no data | no data | LO | 1" | no data
02MPV01AA903 | no data | no data | no data | no data | GLOBE VALVE | MBSHIVL | LP-01193 | no data | no data | LO | 1" | no data
02MPV01AA904 | no data | no data | no data | no data | GLOBE VALVE | MBSHIVL | LP-01193 | no data | no data | LO | 1" | no data
02MPV01AA905 | no data | no data | no data | no data | GLOBE VALVE | MBSHIVL | LP-01193 | no data | no data | LO | 1" | no data
02MPV01AA906 | no data | no data | no data | no data | GLOBE VALVE | MBSHIVL | LP-01193 | no data | no data | LO | 1" | no data
02MPV01AA907 | no data | no data | no data | no data | GLOBE VALVE | MBSHIVL | LP-01193 | no data | no data | LO | 1" | no data
02MPV01AA910 | no data | no data | no data | no data | GLOBE VALVE | MBSHIVL | LP-01193 | no data | no data | LO | 1" | no data
02MPV01AA911 | no data | no data | no data | no data | GLOBE VALVE | MBSHIVL | LP-01191 | no data | no data | LO | 1-1/2" | no data
02MPV01AA912 | no data | no data | no data | no data | GLOBE VALVE | MBSHIVL | LP-01191 | no data | no data | LO | 1-1/2" | no data
02MPV01AA914 | no data | no data | no data | no data | GLOBE VALVE | MBSHIVL | LP-01191 | no data | no data | LO | 1-1/2" | no data
02MPV01AA915 | no data | no data | no data | no data | GLOBE VALVE | MBSHIVL | LP-01191 | no data | no data | LO | 1-1/2" | no data
02MPV01AA918 | no data | no data | no data | no data | GLOBE VALVE | MBSHIVL | LP-01191 | no data | no data | LO | 1" | no data
02MPV01AA919 | no data | no data | no data | no data | GLOBE VALVE | MBSHIVL | LP-01191 | no data | no data | LO | 1" | no data
02MPV01AA920 | no data | no data | no data | no data | GATE VALVE | MBSHIVL | LP-01193 | no data | no data | LO | 1" | no data
02MPV01AA930 | no data | no data | no data | no data | GLOBE VALVE | MBSHIVL | LP-01191 | no data | no data | LO | 1" | no data
02MPV01AA931 | no data | no data | no data | no data | GLOBE VALVE | MBSHIVL | LP-01193 | no data | no data | LO | 1" | no data
02MPV01AA932 | no data | no data | no data | no data | GLOBE VALVE | MBSHIVL | LP-01193 | no data | no data | LO | 1" | no data
02MPV01AA933 | no data | no data | no data | no data | GATE VALVE | MBSHIVL | LP-01191 | no data | no data | LO | 3/4" | no data
02MPV03AA201 | no data | no data | no data | no data | BUTTERFLY VALVE | MBSHIVL | LP-01194 | no data | no data | LO | 8" | no data
02MPV03AA202 | no data | no data | no data | no data | BUTTERFLY VALVE | MBSHIVL | LP-01194 | no data | no data | LO | 8" | no data
02MPV03AA204 | no data | no data | no data | no data | BUTTERFLY VALVE | MBSHIVL | LP-01194 | no data | no data | LO | 8" | no data
02MPV03AA207 | no data | no data | no data | no data | BUTTERFLY VALVE | MBSHIVL | LP-01194 | no data | no data | LO | 8" | no data
02MPV03AA208 | no data | no data | no data | no data | BUTTERFLY VALVE | MBSHIVL | LP-01194 | no data | no data | LO | 8" | no data
02MPV03AA209 | no data | no data | no data | no data | BUTTERFLY VALVE | MBSHIVL | LP-01194 | no data | no data | LO | 8" | no data
02MPV03AA301 | no data | no data | no data | no data | CHECK VALVE | MBSHIVL | LP-01194 | no data | no data | LO | 8" | no data
02MPV03AA302 | no data | no data | no data | no data | CHECK VALVE | MBSHIVL | LP-01194 | no data | no data | LO | 8" | no data
02MPV03AA801 | no data | no data | no data | no data | GLOBE VALVE | MBSHIVL | LP-01194 | no data | no data | LO | 3/4" | no data
02MPV03AA802 | no data | no data | no data | no data | GLOBE VALVE | MBSHIVL | LP-01194 | no data | no data | LO | 3/4" | no data
02MPV03AA902 | no data | no data | no data | no data | GLOBE VALVE | MBSHIVL | LP-01194 | no data | no data | LO | 1" | no data
02MPV03AA903 | no data | no data | no data | no data | GLOBE VALVE | MBSHIVL | LP-01194 | no data | no data | LO | 1" | no data
02MPV21AA103 | no data | no data | no data | no data | CHECK VALVE | MBSHIVL | LP-01195 | no data | no data | LO | 2" | no data
MPV21AA106 | MPV21AA106 LO Purifier Outlet to Tank | U2 Lube Oil Skid | no data | no data | GATE VALVE | MBSHIVL | LP-01195 | OPEN | CLOSED | LO | 2" | no data
02MPV21AA801 | no data | no data | no data | no data | GLOBE VALVE | MBSHIVL | LP-01195 | no data | no data | LO | 3/4" | no data
02MPV21AA802 | no data | no data | no data | no data | GLOBE VALVE | MBSHIVL | LP-01195 | no data | no data | LO | 3/4" | no data
02MPV21AA803 | no data | no data | no data | no data | GLOBE VALVE | MBSHIVL | LP-01195 | no data | no data | LO | 3/4" | no data
02MPV21AA804 | no data | no data | no data | no data | GLOBE VALVE | MBSHIVL | LP-01195 | no data | no data | LO | 3/4" | no data
02MPV21AA807 | no data | no data | no data | no data | GLOBE VALVE | MBSHIVL | LP-01195 | no data | no data | LO | 1/2" | no data
02MPV21AA808 | no data | no data | no data | no data | GLOBE VALVE | MBSHIVL | LP-01195 | no data | no data | LO | 1/2" | no data
02MPV21AA809 | no data | no data | no data | no data | GLOBE VALVE | MBSHIVL | LP-01195 | no data | no data | LO | 3/4" | no data
02MPV21AA810 | no data | no data | no data | no data | GLOBE VALVE | MBSHIVL | LP-01195 | no data | no data | LO | 3/4" | no data
02MPV21AA901 | no data | no data | no data | no data | GLOBE VALVE | MBSHIVL | LP-01195 | no data | no data | LO | 3/4" | no data
MPV21AA902 | MPV21AA902 LO Purifier Filter Drain | U2 Lube Oil Skid | no data | no data | GLOBE VALVE | MBSHIVL | LP-01195 | CLOSED | OPEN | LO | 3/4" | no data
02MPV21AA903 | no data | no data | no data | no data | GLOBE VALVE | MBSHIVL | LP-01195 | no data | no data | LO | 3/4" | no data
MPV21AA904 | MPV21AA904 LO Purifier Pump Discharge Vlv | U2 Lube Oil Skid | no data | no data | GATE VALVE | MBSHIVL | LP-01195 | OPEN | CLOSED | LO | 2" | no data
02MPV21AA905 | no data | no data | no data | no data | GLOBE VALVE | MBSHIVL | LP-01195 | no data | no data | LO | 3/4" | no data
02MPV21AA906 | no data | no data | no data | no data | GLOBE VALVE | MBSHIVL | LP-01195 | no data | no data | LO | 1" | no data
02MPX01AA001 | no data | no data | no data | no data | BALL VALVE | MBSHIVL | LP-01196 | no data | no data | OH | 2-1/2" | no data
02MPX01AA004 | no data | no data | no data | no data | BALL VALVE | MBSHIVL | LP-01196 | no data | no data | OH | 2-1/2" | no data
MPX01AA014 | MPX01AA014 Fullers Earth Filter ISO | Control Oil Skid | no data | no data | GLOBE VALVE | MBSHIVL | LP-01196 | OPEN | CLOSED | OH | 1/2" | no data
02MPX01AA015 | no data | no data | no data | no data | CHECK VALVE | MBSHIVL | LP-01196 | no data | no data | OH | 1/2" | no data
02MPX01AA106 | no data | no data | no data | no data | BALL VALVE | MBSHIVL | LP-01196 | no data | no data | OH | 1-1/4" | no data
02MPX01AA107 | no data | no data | no data | no data | CHECK VALVE | MBSHIVL | LP-01196 | no data | no data | OH | 1-1/4" | no data
02MPX01AA108 | no data | no data | no data | no data | BALL VALVE | MBSHIVL | LP-01196 | no data | no data | OH | 1-1/4" | no data
02MPX01AA109 | no data | no data | no data | no data | CHECK VALVE | MBSHIVL | LP-01196 | no data | no data | OH | 1-1/4" | no data
02MPX01AA115 | no data | no data | no data | no data | BALL VALVE | MBSHIVL | LP-01196 | no data | no data | OH | 1" | no data
02MPX01AA116 | no data | no data | no data | no data | BALL VALVE | MBSHIVL | LP-01196 | no data | no data | OH | 1" | no data
02MPX01AA117 | no data | no data | no data | no data | BALL VALVE | MBSHIVL | LP-01196 | no data | no data | OH | 1-1/2" | no data
02MPX01AA118 | no data | no data | no data | no data | GLOBE VALVE | MBSHIVL | LP-01196 | no data | no data | OH | 1/2" | no data
02MPX01AA119 | no data | no data | no data | no data | BALL VALVE | MBSHIVL | LP-01196 | no data | no data | OH | 1-1/2" | no data
02MPX01AA120 | no data | no data | no data | no data | GLOBE VALVE | MBSHIVL | LP-01196 | no data | no data | OH | 3/4" | no data
02MPX01AA145 | no data | no data | no data | no data | GLOBE VALVE | MBSHIVL | LP-01198 | no data | no data | OH | 1/2" | no data
02MPX01AA146 | no data | no data | no data | no data | GLOBE VALVE | MBSHIVL | LP-01198 | no data | no data | OH | 1/2" | no data
02MPX01AA174 | no data | no data | no data | no data | BALL VALVE | MBSHIVL | LP-01196 | no data | no data | OH | 2" | no data
02MPX01AA177 | no data | no data | no data | no data | BALL VALVE | MBSHIVL | LP-01196 | no data | no data | OH | 2" | no data
02MPX01AA301 | no data | no data | no data | no data | BALL VALVE | MBSHIVL | LP-01196 | no data | no data | OH | 3/4" | no data
02MPX01AA306 | no data | no data | no data | no data | BALL VALVE | MBSHIVL | LP-01196 | no data | no data | OH | 1/2" | no data
02MPX01AA307 | no data | no data | no data | no data | BALL VALVE | MBSHIVL | LP-01196 | no data | no data | OH | 1/2" | no data
02MPX01AA712 | no data | no data | no data | no data | GLOBE VALVE | MBSHIVL | LP-01196 | no data | no data | OH | 3/4" | no data
02MPX01AA801 | no data | no data | no data | no data | NEEDLE VALVE | MBSHIVL | LP-01196 | no data | no data | OH | 1/2" | no data
02MPX01AA802 | no data | no data | no data | no data | NEEDLE VALVE | MBSHIVL | LP-01196 | no data | no data | OH | 1/2" | no data
02MPX01AA803 | no data | no data | no data | no data | NEEDLE VALVE | MBSHIVL | LP-01196 | no data | no data | OH | 1/2" | no data
02MPX01AA804 | no data | no data | no data | no data | NEEDLE VALVE | MBSHIVL | LP-01196 | no data | no data | OH | 1/2" | no data
02MPX01AA805 | no data | no data | no data | no data | NEEDLE VALVE | MBSHIVL | LP-01196 | no data | no data | OH | 1/2" | no data
02MPX01AA806 | no data | no data | no data | no data | NEEDLE VALVE | MBSHIVL | LP-01196 | no data | no data | OH | 1/2" | no data
02MPX01AA807 | no data | no data | no data | no data | NEEDLE VALVE | MBSHIVL | LP-01196 | no data | no data | OH | 1/2" | no data
02MPX01AA808 | no data | no data | no data | no data | NEEDLE VALVE | MBSHIVL | LP-01196 | no data | no data | OH | 1/2" | no data
02MPX01AA809 | no data | no data | no data | no data | NEEDLE VALVE | MBSHIVL | LP-01196 | no data | no data | OH | 1/2" | no data
02MPX01AA810 | no data | no data | no data | no data | NEEDLE VALVE | MBSHIVL | LP-01196 | no data | no data | OH | 1/2" | no data
02MPX01AA811 | no data | no data | no data | no data | NEEDLE VALVE | MBSHIVL | LP-01196 | no data | no data | OH | 1/2" | no data
02MPX01AA812 | no data | no data | no data | no data | NEEDLE VALVE | MBSHIVL | LP-01196 | no data | no data | OH | 1/2" | no data
02MPX01AA813 | no data | no data | no data | no data | GLOBE VALVE | MBSHIVL | LP-01196 | no data | no data | OH | 1/2" | no data
02MPX01AA814 | no data | no data | no data | no data | GLOBE VALVE | MBSHIVL | LP-01196 | no data | no data | OH | 1/2" | no data
02MPX01AA816 | no data | no data | no data | no data | CHECK VALVE | MBSHIVL | LP-01196 | no data | no data | OH | 1/2" | no data
02MPX01AA822 | no data | no data | no data | no data | GLOBE VALVE | MBSHIVL | LP-01196 | no data | no data | OH | 3/4" | no data
02MPX01AA823 | no data | no data | no data | no data | GLOBE VALVE | MBSHIVL | LP-01196 | no data | no data | OH | 3/4" | no data
02MPX01AA824 | no data | no data | no data | no data | NEEDLE VALVE | MBSHIVL | LP-01196 | no data | no data | OH | 1/4" | no data
02MPX01AA825 | no data | no data | no data | no data | NEEDLE VALVE | MBSHIVL | LP-01196 | no data | no data | OH | 1/4" | no data
02MPX01AA849 | no data | no data | no data | no data | NEEDLE VALVE | MBSHIVL | LP-01198 | no data | no data | OH | 1/2" | no data
02MPX01AA850 | no data | no data | no data | no data | BALL VALVE | MBSHIVL | LP-01196 | no data | no data | OH | 3/4" | no data
02MPX01AA851 | no data | no data | no data | no data | NEEDLE VALVE | MBSHIVL | LP-01198 | no data | no data | OH | 1/2" | no data
02MPX01AA852 | no data | no data | no data | no data | NEEDLE VALVE | MBSHIVL | LP-01198 | no data | no data | OH | 1/2" | no data
02MPX01AA853 | no data | no data | no data | no data | NEEDLE VALVE | MBSHIVL | LP-01198 | no data | no data | OH | 1/2" | no data
02MPX01AA854 | no data | no data | no data | no data | NEEDLE VALVE | MBSHIVL | LP-01198 | no data | no data | OH | 1/2" | no data
02MPX01AA855 | no data | no data | no data | no data | NEEDLE VALVE | MBSHIVL | LP-01198 | no data | no data | OH | 1/2" | no data
02MPX01AA856 | no data | no data | no data | no data | NEEDLE VALVE | MBSHIVL | LP-01198 | no data | no data | OH | 1/2" | no data
02MPX01AA859 | no data | no data | no data | no data | NEEDLE VALVE | MBSHIVL | LP-01198 | no data | no data | OH | 1/4" | no data
02MPX01AA860 | no data | no data | no data | no data | NEEDLE VALVE | MBSHIVL | LP-01198 | no data | no data | OH | 1/4" | no data
02MPX01AA901 | no data | no data | no data | no data | BALL VALVE | MBSHIVL | LP-01196 | no data | no data | OH | 1-1/2" | no data
02MPX01AA902 | no data | no data | no data | no data | GLOBE VALVE | MBSHIVL | LP-01196 | no data | no data | OH | 1/2" | no data
02MPX01AA904 | no data | no data | no data | no data | BALL VALVE | MBSHIVL | LP-01196 | no data | no data | OH | 3/4" | no data
02MPX01AA905 | no data | no data | no data | no data | BALL VALVE | MBSHIVL | LP-01196 | no data | no data | OH | 3/4" | no data
02MPX01AA906 | no data | no data | no data | no data | GLOBE VALVE | MBSHIVL | LP-01196 | no data | no data | OH | 1/2" | no data
02MPX11AA041 | no data | no data | no data | no data | BALL VALVE | MBSHIVL | LP-01196 | no data | no data | OH | 2" | no data
02MPX11AA042 | no data | no data | no data | no data | BALL VALVE | MBSHIVL | LP-01196 | no data | no data | OH | 1" | no data
02MPX11AA043 | no data | no data | no data | no data | CHECK VALVE | MBSHIVL | LP-01196 | no data | no data | OH | 1" | no data
02MPX11AA044 | no data | no data | no data | no data | BALL VALVE | MBSHIVL | LP-01196 | no data | no data | OH | 1" | no data
02MPX11AA046 | no data | no data | no data | no data | CHECK VALVE | MBSHIVL | LP-01196 | no data | no data | OH | 1" | no data
02MPX11AA047 | no data | no data | no data | no data | BALL VALVE | MBSHIVL | LP-01196 | no data | no data | OH | 1" | no data
02MPX11AA301 | no data | no data | no data | no data | BALL VALVE | MBSHIVL | LP-01196 | no data | no data | OH | 2" | no data
02MPX11AA820 | no data | no data | no data | no data | NEEDLE VALVE | MBSHIVL | LP-01196 | no data | no data | OH | 1/2" | no data
02MPX11AA821 | no data | no data | no data | no data | NEEDLE VALVE | MBSHIVL | LP-01196 | no data | no data | OH | 1/2" | no data
02PGG01AA111 | no data | no data | no data | no data | BALL VALVE | MBSHIVL | LP-01196 | no data | no data | CW | 1-1/2" | no data
PGG02AA111 | no data | no data | no data | no data | BALL VALVE | MBSHIVL | LP-01196 | no data | no data | CW | 1-1/2" | no data
02QEF13AA101 | no data | no data | no data | no data | GLOBE VALVE | MBSHIVL | LP-01221 | no data | no data | AC | 6" | no data
02QEF13AA801 | no data | no data | no data | no data | GATE VALVE | MBSHIVL | LP-01221 | no data | no data | AC | 1" | no data
02QFF11AA032 | no data | no data | no data | no data | CHECK VALVE | MBSHIVL | LP-01215 | no data | no data | AC | 1" | no data
QFF11AA033 | Purge Air to TCA System | U2 HRSG | no data | no data | GLOBE VALVE | MBSHIVL | LP-01215 | OPEN | CLOSED | AC | 1" | no data
02QFF11AA111 | no data | no data | no data | no data | GLOBE VALVE | MBSHIVL | LP-01226 | no data | no data | IA | 1" | no data
02QFF11AA112 | no data | no data | no data | no data | GLOBE VALVE | MBSHIVL | LP-01226 | no data | no data | IA | 1/2" | no data
02QFF11AA113 | no data | no data | no data | no data | GLOBE VALVE | MBSHIVL | LP-01226 | no data | no data | IA | 1/2" | no data
02QFF11AA114 | no data | no data | no data | no data | GLOBE VALVE | MBSHIVL | LP-01226 | no data | no data | IA | 1-1/2" | no data
02QFF11AA115 | no data | no data | no data | no data | GLOBE VALVE | MBSHIVL | LP-01226 | no data | no data | IA | 1/2" | no data
02QFF11AA116 | no data | no data | no data | no data | NEEDLE VALVE | MBSHIVL | LP-01211 | no data | no data | IA | 1/2" | no data
02QFF11AA117 | no data | no data | no data | no data | GLOBE VALVE | MBSHIVL | LP-01226 | no data | no data | IA | 1" | no data
02QFF11AA118 | no data | no data | no data | no data | GLOBE VALVE | MBSHIVL | LP-01226 | no data | no data | IA | 1/2" | no data
02QFF11AA119 | no data | no data | no data | no data | GATE VALVE | MBSHIVL | LP-01218 | no data | no data | AC | 1" | no data
02QFF11AA120 | no data | no data | no data | no data | GATE VALVE | MBSHIVL | LP-01218 | no data | no data | AC | 1" | no data
02QFF11AA121 | no data | no data | no data | no data | GLOBE VALVE | MBSHIVL | LP-01226 | no data | no data | IA | 1/2" | no data
02QFF11AA122 | no data | no data | no data | no data | GLOBE VALVE | MBSHIVL | LP-01226 | no data | no data | IA | 1-1/2" | no data
02QFF11AA123 | no data | no data | no data | no data | GLOBE VALVE | MBSHIVL | LP-01226 | no data | no data | IA | 1-1/2" | no data
02QFF11AA125 | no data | no data | no data | no data | GLOBE VALVE | MBSHIVL | LP-01226 | no data | no data | IA | 1" | no data
02QFF11AA126 | no data | no data | no data | no data | GLOBE VALVE | MBSHIVL | LP-01226 | no data | no data | IA | 1/2" | no data
02QFF11AA127 | no data | no data | no data | no data | GATE VALVE | MBSHIVL | LP-01218 | no data | no data | AC | 1" | no data
02QFF11AA128 | no data | no data | no data | no data | GATE VALVE | MBSHIVL | LP-01218 | no data | no data | AC | 1" | no data
02QFF11AA152 | no data | no data | no data | no data | GLOBE VALVE | MBSHIVL | LP-01226 | no data | no data | IA | 1-1/2" | no data
02QFF11AA202 | no data | no data | no data | no data | NEEDLE VALVE | MBSHIVL | LP-01203 | no data | no data | IA | 1-1/2" | no data
02QFF11AA380 | no data | no data | no data | no data | GLOBE VALVE | MBSHIVL | LP-01226 | no data | no data | IA | 1/2" | no data
02QFF11AA381 | no data | no data | no data | no data | GLOBE VALVE | MBSHIVL | LP-01226 | no data | no data | IA | 1/2" | no data
02QFF11AA382 | no data | no data | no data | no data | GLOBE VALVE | MBSHIVL | LP-01226 | no data | no data | IA | 1/2" | no data
02QFF11AA383 | no data | no data | no data | no data | GLOBE VALVE | MBSHIVL | LP-01226 | no data | no data | IA | 1" | no data
02QFF11AA601 | no data | no data | no data | no data | GLOBE VALVE | MBSHIVL | LP-01226 | no data | no data | IA | 1" | no data
02QFF11AA604 | no data | no data | no data | no data | GLOBE VALVE | MBSHIVL | LP-01226 | no data | no data | IA | 1/2" | no data
02QFF11AA605 | no data | no data | no data | no data | GLOBE VALVE | MBSHIVL | LP-01226 | no data | no data | IA | 1/2" | no data
02QFF11AA607 | no data | no data | no data | no data | GLOBE VALVE | MBSHIVL | LP-01226 | no data | no data | IA | 1/2" | no data
02QFF11AA611 | no data | no data | no data | no data | GLOBE VALVE | MBSHIVL | LP-01226 | no data | no data | IA | 1" | no data
02QFF11AA612 | no data | no data | no data | no data | GLOBE VALVE | MBSHIVL | LP-01226 | no data | no data | IA | 1/2" | no data
02QFF11AA613 | no data | no data | no data | no data | GLOBE VALVE | MBSHIVL | LP-01226 | no data | no data | IA | 3/4" | no data
02QFF11AA614 | no data | no data | no data | no data | GLOBE VALVE | MBSHIVL | LP-01226 | no data | no data | IA | 1/2" | no data
02QFF11AA615 | no data | no data | no data | no data | GLOBE VALVE | MBSHIVL | LP-01226 | no data | no data | IA | 1/2" | no data
02QFF11AA621 | no data | no data | no data | no data | GLOBE VALVE | MBSHIVL | LP-01226 | no data | no data | IA | 1" | no data
02QFF11AA623 | no data | no data | no data | no data | GLOBE VALVE | MBSHIVL | LP-01226 | no data | no data | IA | 3/4" | no data
02QFF11AA624 | no data | no data | no data | no data | GLOBE VALVE | MBSHIVL | LP-01226 | no data | no data | IA | 1/2" | no data
02QFF11AA625 | no data | no data | no data | no data | GLOBE VALVE | MBSHIVL | LP-01226 | no data | no data | IA | 1/2" | no data
02QFF11AA626 | no data | no data | no data | no data | GLOBE VALVE | MBSHIVL | LP-01226 | no data | no data | IA | 3/4" | no data
02QFF11AA630 | no data | no data | no data | no data | GLOBE VALVE | MBSHIVL | LP-01226 | no data | no data | IA | 1" | no data
02QFF11AA631 | no data | no data | no data | no data | GLOBE VALVE | MBSHIVL | LP-01226 | no data | no data | IA | 1/2" | no data
02QFF11AA632 | no data | no data | no data | no data | GLOBE VALVE | MBSHIVL | LP-01226 | no data | no data | IA | 1/2" | no data
02QFF11AA633 | no data | no data | no data | no data | GLOBE VALVE | MBSHIVL | LP-01226 | no data | no data | IA | 1/2" | no data
02QFF11AA640 | no data | no data | no data | no data | GLOBE VALVE | MBSHIVL | LP-01226 | no data | no data | IA | 1" | no data
02QFF11AA641 | no data | no data | no data | no data | GLOBE VALVE | MBSHIVL | LP-01226 | no data | no data | IA | 1" | no data
02QFF11AA642 | no data | no data | no data | no data | GLOBE VALVE | MBSHIVL | LP-01226 | no data | no data | IA | 1" | no data
02QFF11AA643 | no data | no data | no data | no data | GLOBE VALVE | MBSHIVL | LP-01226 | no data | no data | IA | 3/4" | no data
02QFF11AA650 | no data | no data | no data | no data | GLOBE VALVE | MBSHIVL | LP-01226 | no data | no data | IA | 1" | no data
02QFF11AA651 | no data | no data | no data | no data | GLOBE VALVE | MBSHIVL | LP-01226 | no data | no data | IA | 1/2" | no data
02QFF11AA652 | no data | no data | no data | no data | GLOBE VALVE | MBSHIVL | LP-01226 | no data | no data | IA | 1/2" | no data
02QFF11AA660 | no data | no data | no data | no data | GLOBE VALVE | MBSHIVL | LP-01226 | no data | no data | IA | 1" | no data
02QFF11AA661 | no data | no data | no data | no data | GLOBE VALVE | MBSHIVL | LP-01226 | no data | no data | IA | 1/2" | no data
02QFF11AA662 | no data | no data | no data | no data | GLOBE VALVE | MBSHIVL | LP-01226 | no data | no data | IA | 1/2" | no data
02QFF11AA663 | no data | no data | no data | no data | GLOBE VALVE | MBSHIVL | LP-01226 | no data | no data | IA | 1" | no data
02QFF11AA664 | no data | no data | no data | no data | GLOBE VALVE | MBSHIVL | LP-01226 | no data | no data | IA | 1/2" | no data
02QFF11AA665 | no data | no data | no data | no data | GLOBE VALVE | MBSHIVL | LP-01226 | no data | no data | IA | 1/2" | no data
02QFF11AA670 | no data | no data | no data | no data | GLOBE VALVE | MBSHIVL | LP-01226 | no data | no data | IA | 1" | no data
02QFF11AA671 | no data | no data | no data | no data | GLOBE VALVE | MBSHIVL | LP-01226 | no data | no data | IA | 1/2" | no data
02QFF11AA672 | no data | no data | no data | no data | GLOBE VALVE | MBSHIVL | LP-01226 | no data | no data | IA | 1/2" | no data
02QFF11AA801 | no data | no data | no data | no data | GLOBE VALVE | MBSHIVL | LP-01226 | no data | no data | IA | 3/4" | no data
02QFF11AA901 | no data | no data | no data | no data | GLOBE VALVE | MBSHIVL | LP-01226 | no data | no data | IA | 1/2" | no data
02QJA05AA101 | no data | no data | no data | no data | GATE VALVE | MBSHIVL | LP-01203 | no data | no data | NG | 1" | no data
02MBP01AA820 | FGPH A DRAIN LEVEL 1 UPPER | HRSG WEST | FGPH | FGPH A DRAIN LEVEL 1 UPPER | DRAIN | FGS GT | LP-01201 | no data | no data | no data | no data | no data
02MBP01AA821 | FGPH A DRAIN LEVEL 1 LOWER | HRSG WEST | FGPH | FGPH A DRAIN LEVEL 1 LOWER | DRAIN | FGS GT | LP-01201 | no data | no data | no data | no data | no data
02MBP01AA822 | FGPH A DRAIN LEVEL 2 UPPER | HRSG WEST | FGPH | FGPH A DRAIN LEVEL 2 UPPER | DRAIN | FGS GT | LP-01201 | no data | no data | no data | no data | no data
02MBP01AA823 | FGPH A DRAIN LEVEL 2 LOWER | HRSG WEST | FGPH | FGPH A DRAIN LEVEL 2 LOWER | DRAIN | FGS GT | LP-01201 | no data | no data | no data | no data | no data
02MBP01AA830 | FGPH B DRAIN LEVEL 1 UPPER | HRSG WEST | FGPH | FGPH B DRAIN LEVEL 1 UPPER | DRAIN | FGS GT | LP-01201 | no data | no data | no data | no data | no data
02MBP01AA831 | FGPH B DRAIN LEVEL 1 LOWER | HRSG WEST | FGPH | FGPH B DRAIN LEVEL 1 LOWER | DRAIN | FGS GT | LP-01201 | no data | no data | no data | no data | no data
02MBP01AA832 | FGPH B DRAIN LEVEL 2 UPPER | HRSG WEST | FGPH | FGPH B DRAIN LEVEL 2 UPPER | DRAIN | FGS GT | LP-01201 | no data | no data | no data | no data | no data
02MBP01AA833 | FGPH B DRAIN LEVEL 2 LOWER | HRSG WEST | FGPH | FGPH B DRAIN LEVEL 2 LOWER | DRAIN | FGS GT | LP-01201 | no data | no data | no data | no data | no data
02MBP01AA922 | FGPH A INSTRUMENT ISO UPPER | HRSG WEST | FGPH | FGPH A INSTRUMENT ISO UPPER | ISO | FGS GT | LP-01201 | no data | no data | no data | no data | no data
02MBP01AA924 | FGPH A INSTRUMENT ISO LOWER | HRSG WEST | FGPH | FGPH A INSTRUMENT ISO LOWER | ISO | FGS GT | LP-01201 | no data | no data | no data | no data | no data
02MBP01AA932 | FGPH B INSTRUMENT ISO UPPER | HRSG WEST | FGPH | FGPH B INSTRUMENT ISO UPPER | ISO | FGS GT | LP-01201 | no data | no data | no data | no data | no data
02MBP01AA934 | FGPH B INSTRUMENT ISO LOWER | HRSG WEST | FGPH | FGPH B INSTRUMENT ISO LOWER | ISO | FGS GT | LP-01201 | no data | no data | no data | no data | no data
02MBH05AA803 | TCA HI TEMP DRAIN LVL1 UPPER | HRSG LOWER SE | TCA | TCA HI TEMP DRAIN LVL1 UPPER | DRAIN | AIR GT | LP-01215 | no data | no data | no data | no data | no data
02MBH05AA804 | TCA HI TEMP DRAIN LVL1 LOWER | HRSG LOWER SE | TCA | TCA HI TEMP DRAIN LVL1 LOWER | DRAIN | AIR GT | LP-01215 | no data | no data | no data | no data | no data
02MBH05AA805 | TCA HI TEMP DRAIN LVL2 UPPER | HRSG LOWER SE | TCA | TCA HI TEMP DRAIN LVL2 UPPER | DRAIN | AIR GT | LP-01215 | no data | no data | no data | no data | no data
02MBH05AA806 | TCA HI TEMP DRAIN LVL2 LOWER | HRSG LOWER SE | TCA | TCA HI TEMP DRAIN LVL2 LOWER | DRAIN | AIR GT | LP-01215 | no data | no data | no data | no data | no data
02MBH05AA807 | TCA HI TEMP DRAIN LVL3 UPPER | HRSG LOWER SE | TCA | TCA HI TEMP DRAIN LVL3 UPPER | DRAIN | AIR GT | LP-01215 | no data | no data | no data | no data | no data
02MBH05AA808 | TCA HI TEMP DRAIN LVL3 LOWER | HRSG LOWER SE | TCA | TCA HI TEMP DRAIN LVL3 LOWER | DRAIN | AIR GT | LP-01215 | no data | no data | no data | no data | no data
02MBH05AA833 | TCA LO TEMP DRAIN LVL1 UPPER | HRSG LOWER SE | TCA | TCA LO TEMP DRAIN LVL1 UPPER | DRAIN | AIR GT | LP-01215 | no data | no data | no data | no data | no data
02MBH05AA834 | TCA LP TEMP DRAIN LVL1 LOWER | HRSG LOWER SE | TCA | TCA LP TEMP DRAIN LVL1 LOWER | DRAIN | AIR GT | LP-01215 | no data | no data | no data | no data | no data
02MBH05AA835 | TCA LO TEMP DRAIN LVL2 UPPER | HRSG LOWER SE | TCA | TCA LO TEMP DRAIN LVL2 UPPER | DRAIN | AIR GT | LP-01215 | no data | no data | no data | no data | no data
02MBH05AA836 | TCA LO TEMP DRAIN LVL2 LOWER | HRSG LOWER SE | TCA | TCA LO TEMP DRAIN LVL2 LOWER | DRAIN | AIR GT | LP-01215 | no data | no data | no data | no data | no data
02MBH05AA837 | TCA LO TEMP DRAIN LVL3 UPPER | HRSG LOWER SE | TCA | TCA LO TEMP DRAIN LVL3 UPPER | DRAIN | AIR GT | LP-01215 | no data | no data | no data | no data | no data
02MBH05AA838 | TCA LO TEMP DRAIN LVL3 LOWER | HRSG LOWER SE | TCA | TCA LO TEMP DRAIN LVL3 LOWER | DRAIN | AIR GT | LP-01215 | no data | no data | no data | no data | no data
02MBH04AA811 | 2C COLER LT1 UPPER ISO | TB LOWER NE | 2C | 2C COLER LT1 UPPER ISO | ISO | AIR GT | LP-01217 | no data | no data | no data | no data | no data
02MBH04AA812 | 2C COLER LT1 LOWER ISO | TB LOWER NE | 2C | 2C COLER LT1 LOWER ISO | ISO | AIR GT | LP-01217 | no data | no data | no data | no data | no data
02MBH04AA813 | 2C COLER LT2 UPPER ISO | TB LOWER NE | 2C | 2C COLER LT2 UPPER ISO | ISO | AIR GT | LP-01217 | no data | no data | no data | no data | no data
02MBH04AA814 | 2C COLER LT2 LOWER ISO | TB LOWER NE | 2C | 2C COLER LT2 LOWER ISO | ISO | AIR GT | LP-01217 | no data | no data | no data | no data | no data
02MBH04AA815 | 2C COLER LT3 UPPER ISO | TB LOWER NE | 2C | 2C COLER LT3 UPPER ISO | ISO | AIR GT | LP-01217 | no data | no data | no data | no data | no data
02MBH04AA816 | 2C COLER LT3 LOWER ISO | TB LOWER NE | 2C | 2C COLER LT3 LOWER ISO | ISO | AIR GT | LP-01217 | no data | no data | no data | no data | no data
02MBH06AA861 | ECA COLER LT1 UPPER ISO | HRSG LOWER SE | ECA | ECA COLER LT1 UPPER ISO | ISO | AIR GT | LP-01218 | no data | no data | no data | no data | no data
02MBH06AA862 | ECA COLER LT1 LOWER ISO | HRSG LOWER SE | ECA | ECA COLER LT1 LOWER ISO | ISO | AIR GT | LP-01218 | no data | no data | no data | no data | no data
02MBH06AA863 | ECA COLER LT2 UPPER ISO | HRSG LOWER SE | ECA | ECA COLER LT2 UPPER ISO | ISO | AIR GT | LP-01218 | no data | no data | no data | no data | no data
02MBH06AA864 | ECA COLER LT2 LOWER ISO | HRSG LOWER SE | ECA | ECA COLER LT2 LOWER ISO | ISO | AIR GT | LP-01218 | no data | no data | no data | no data | no data
02MBH06AA865 | ECA COLER LT3 UPPER ISO | HRSG LOWER SE | ECA | ECA COLER LT3 UPPER ISO | ISO | AIR GT | LP-01218 | no data | no data | no data | no data | no data
02MBH06AA866 | ECA COLER LT3 LOWER ISO | HRSG LOWER SE | ECA | ECA COLER LT3 LOWER ISO | ISO | AIR GT | LP-01218 | no data | no data | no data | no data | no data
02MAW01AA802 | GS CONDESER PIT ISO | TB UPPER SW | GS CONDENSER | GS CONDESER PIT ISO | ISO | ST GS | no data | no data | no data | no data | no data | no data
02MAW01AA803 | GS CONDESER LI ISO | TB UPPER SW | GS CONDENSER | GS CONDESER LI ISO | ISO | ST GS | no data | no data | no data | no data | no data | no data
02MAW01AA804 | GS CONDESER LI ISO | TB UPPER SW | GS CONDENSER | GS CONDESER LI ISO | ISO | ST GS | no data | no data | no data | no data | no data | no data
02MAW01AA911 | GS CONDESER ISTRUMENT PIPING DRAIN | TB UPPER SW | GS CONDENSER | GS CONDESER ISTRUMENT PIPING DRAIN | ISO | ST GS | no data | no data | no data | no data | no data | no data
02MAW01AA001 | GS EXHAUST FAN A INLET VLV | TB UPPER SW | GS CONDENSER | GS EXHAUST FAN A INLET VLV | ISO | ST GS | no data | no data | no data | no data | no data | no data
02MAW01AA002 | GS EXHAUST FAN B INLET VLV | TB UPPER SW | GS CONDENSER | GS EXHAUST FAN B INLET VLV | ISO | ST GS | no data | no data | no data | no data | no data | no data
02LBC01AA101 | LTR CHECK VALVE | TURBINE BUILDING | no data | LTR CHECK VALVE | no data | CRH ST | T3463AAAA230-2 | OPEN | CLOSED | no data | no data | no data
02LBC01AA103 | ST VENTILATOR VALVE | TCP | no data | ST VENTILATOR VALVE | ISO | CRH ST | T3463AAAA230-2 | CLOSED | OPEN | no data | no data | no data
02LCE01AA101 | LP TURBINE EXHAUST HOOD SPRAY STRAINER INLET VALVE | TURBINE BUILDING | no data | LP TURBINE EXHAUST HOOD SPRAY STRAINER INLET VALVE | ISO | LP ST | T3463AAAA230-2 | OPEN | CLOSED | no data | no data | no data
02LCE01AA102 | LP TURBINE EXHAUST HOOD SPRAY VALVE INLET VALVE | TURBINE BUILDING | no data | LP TURBINE EXHAUST HOOD SPRAY INLET | ISO | LP ST | T3463AAAA230-2 | OPEN | CLOSED | no data | no data | no data
02LCE01AA104 | LP TURBINE EXHAUST HOOD SPRAY VALVE OUTLET VALVE | TURBINE BUILDING | no data | LP TURBINE EXHAUST HOOD SPRAY OUTLET | ISO | LP ST | T3463AAAA230-2 | OPEN | CLOSED | no data | no data | no data
02LCE01AA105 | LP TURBINE EXHAUST HOOD SPRAY VALVE BYPASS VALVE | TURBINE BUILDING | no data | LP TURBINE EXHAUST HOOD SPRAY BYPASS | ISO | LP ST | T3463AAAA230-2 | CLOSED | CLOSED | no data | no data | no data
02MAA03AA801 | no data | no data | ST | HP TURBINE INLET STEAM PIT-101 ISO | ISO | ST | T3463AAAA230-2 | no data | no data | no data | no data | no data
02MAA03AA802 | no data | no data | ST | INSTRUMENT VALVE FOR PIT-101 | ISO | ST | T3463AAAA230-2 | no data | no data | no data | no data | no data
02MAA03AA803 | no data | no data | ST | HP TURBINE INLET STEAM PIT-102 ISO | ISO | ST | T3463AAAA230-2 | no data | no data | no data | no data | no data
02MAA03AA804 | no data | no data | ST | INSTRUMENT VALVE FOR PET-102 | ISO | ST | T3463AAAA230-2 | no data | no data | no data | no data | no data
02MAA03AA805 | no data | no data | ST | HP TURBINE INLET STEAM PIT-103 ISO | ISO | ST | T3463AAAA230-2 | no data | no data | no data | no data | no data
02MAA03AA806 | no data | no data | ST | INSTRUMENT VALVE FOR PIT-103 | ISO | ST | T3463AAAA230-2 | no data | no data | no data | no data | no data
02MAA41AA801 | no data | no data | ST | INSTRUMENT VALVE FOR PIT-110 | ISO | ST | T3463AAAA230-2 | no data | no data | no data | no data | no data
02MAA41AA802 | no data | no data | ST | INSTRUMENT VALVE FOR PIT-111 | ISO | ST | T3463AAAA230-2 | no data | no data | no data | no data | no data
02MAA41AA803 | no data | no data | ST | INSTRUMENT VALVE FOR PIT-112 | ISO | ST | T3463AAAA230-2 | no data | no data | no data | no data | no data
02MAA41AA804 | no data | no data | ST | HP TURBINE GLAND STEAM PIT lSO | ISO | ST | T3463AAAA230-2 | no data | no data | no data | no data | no data
02MAB03AA801 | no data | no data | ST | PIT-113 ISO | ISO | ST | T3463AAAA230-2 | no data | no data | no data | no data | no data
02MAB03AA802 | no data | no data | ST | PIT-114 ISO | ISO | ST | T3463AAAA230-2 | no data | no data | no data | no data | no data
02MAB03AA803 | no data | no data | ST | PIT-115 ISO | ISO | ST | T3463AAAA230-2 | no data | no data | no data | no data | no data
02MAC03AA801 | no data | no data | ST | PIT-123 ISO | ISO | ST | T3463AAAA230-2 | no data | no data | no data | no data | no data
02MAC11AA901 | ST VACUUM BREAKER NO.1 | TCP | no data | ST VACUUM BR 1 | MOV | ST | T3463AAAA230-2 | CLOSED | OPEN | no data | no data | no data
02MAC11AA902 | ST VACUUM BREAKER NO.2 | TCP | no data | ST VACUUM BR 2 | MOV | ST | T3463AAAA230-2 | CLOSED | OPEN | no data | no data | no data
02L01AA901 | no data | no data | ST | CMV SEAT DRAIN MOV | MOV | ST | T3463AAAA230-1 | no data | no data | no data | no data | no data
02L02AA901 | no data | no data | ST | ST HP TURBINE STEAM INLET PIPE DRAIN MOTOR VALVE | MOV | ST | T3463AAAA230-1 | no data | no data | no data | no data | no data
02L04AA901 | no data | no data | ST | CRV SEAT DRAIN MOTOR VALVE | MOV | ST | T3463AAAA230-1 | no data | no data | no data | no data | no data
02L06AA901 | no data | no data | ST | ST IP TURBINE STEAM INLET PIPE DRAIN MOTOR VALVE | MOV | ST | T3463AAAA230-1 | no data | no data | no data | no data | no data
02L08AA901 | no data | no data | ST | LP STEAM STRAINER DRAIN VALVE | DRAIN | ST | T3463AAAA230-1 | no data | no data | no data | no data | no data
02L08AA902 | no data | no data | ST | LP STEAM STRAINER DRAIN VALVE AIR SET | DRAIN | ST | T3463AAAA230-1 | no data | no data | no data | no data | no data
02L08AA903 | no data | no data | ST | LP STEAM INLET PIPE DRAIN VALVE | DRAIN | ST | T3463AAAA230-1 | no data | no data | no data | no data | no data
02L08AA904 | no data | no data | ST | LP STEAM INLET PIPE DRAIN VALVE AIR SET | DRAIN | ST | T3463AAAA230-1 | no data | no data | no data | no data | no data
02M02M30AA101 | no data | no data | ST | GMV STEM LEAK RECOVERY MOTOR VALVE | MOV | ST | T3463AAAA230-1 | no data | no data | no data | no data | no data
02M02M30AA102 | no data | no data | ST | CMV STEAM LEAK DRAIN VALVE | MOV | ST | T3463AAAA230-1 | no data | no data | no data | no data | no data
02MAV10AA101 | TURNING GEAR SUPPLY OIL SOLENOID VALVE BYPASS VALVE | TURBINE BUILDING | no data | TURNING GEAR SUPPLY OIL SOLENOID VALVE BYPASS VALVE | ISO | ST | T3463AAAA210-1 | CLOSED | CLOSED | no data | no data | no data
02MAV10AA102 | TURNING GEAR SUPPLY OIL SOLENOID VALVE INLET VALVE | TURBINE BUILDING | no data | TURNING GEAR SUPPLY OIL SOLENOID VALVE JNLET VALVE | ISO | ST | T3463AAAA210-1 | OPEN | CLOSED | no data | no data | no data
02MAV10AA103 | TURNING GEAR SUPPLY OIL SOLENOID VALVE OUTLET VALVE | TURBINE BUILDING | no data | TURNING GEAR SUPPLY OIL SOLENOID VALVE OUTLET VALVE | ISO | ST | T3463AAAA210-1 | OPEN | CLOSED | no data | no data | no data
02MAV10AA106 | SSS CLUTCH (DISENGAGED) OIL SUPPLY SOLENOID VALVE ISO. VALVE | TURBINE BUILDING | no data | SSS CLUTCH (DISENGAGED) OIL SUPPLY SOLENOID VALVE ISOLATION VALVE | ISO | ST | T3463AAAA210-1 | OPEN | CLOSED | no data | no data | no data
02MAV10AA108 | SSS CLUTCH (ENGAGED) OIL SUPPLY SOLENOID VALVE BYPASS VALVE | TURBINE BUILDING | no data | SSS CŁUTCH (ENGAGED) OIL SUPPLY SOLENOID VALVE BY—PASS VALVE | ISO | ST | T3463AAAA210-1 | CLOSED | CLOSED | no data | no data | no data
02MAV10AA109 | SSS CLUTCH (ENGAGED) OIL DRAIN SOLENOID VALVE ISO. VALVE | TURBINE BUILDING | no data | SSS CLUTCH (ENGAGED) OIL DRAIN SOLENOID VALVE ISOLATION VALVE | ISO | ST | T3463AAAA210-1 | OPEN | CLOSED | no data | no data | no data
02MAV10AA112 | SSS CLUTCH OIL DRAIN SOLENOID VALVE BYPASS VALVE | TURBINE BUILDING | no data | SSS CLUTCH (DISENGAGED) OIL DRAIN VALVE BY-PASS VALVE | ISO | ST | T3463AAAA210-1 | CLOSED | CLOSED | no data | no data | no data
02MAV10AA801 | no data | no data | no data | INSTRUMENT VALVE FOR PIT-16 | no data | ST | T3463AAAA210-1 | no data | no data | no data | no data | no data
02MAV10AA802 | no data | no data | no data | INSTRUMENT VALVE FOR PS-1 | no data | ST | T3463AAAA210-1 | no data | no data | no data | no data | no data
02MAY02AA151 | no data | no data | no data | HP STOP VALVE ACTUATOR PILOT CHEGK VALVE | no data | ST | T3463AAAA210-3 | no data | no data | no data | no data | no data
02MAY02AA153 | no data | no data | no data | SERVO VALVE FOR HP CONTROL VALVE | no data | ST | T3463AAAA210-3 | no data | no data | no data | no data | no data
02MAY02AA251 | no data | no data | no data | IP STOP VALVE ACTUATOR PILOT CHECK VALVE | no data | ST | T3463AAAA210-3 | no data | no data | no data | no data | no data
02MAY02AA253 | no data | no data | no data | SERVO VALVE FOR IP CONTROL VALVE | no data | ST | T3463AAAA210-3 | no data | no data | no data | no data | no data
02MAY02AA351 | no data | no data | no data | LP STOP VALVE AGTUATDR ST CONTROL OIL INLET VALVE | no data | ST | T3463AAAA210-3 | no data | no data | no data | no data | no data
02MAY02AA353 | no data | no data | no data | LP STOP VALVE PILOT OPERATED CHECK VALVE | no data | ST | T3463AAAA210-3 | no data | no data | no data | no data | no data
02MAY02AA401 | no data | no data | no data | LP CONTROL VALVE ACTUATOR ST CONTROL OIL INLET VALVE | no data | ST | T3463AAAA210-3 | no data | no data | no data | no data | no data
02MAY02AA402 | no data | no data | no data | LP CONTROL VALVE PILOT OPERATED CHEGK | no data | ST | T3463AAAA210-3 | no data | no data | no data | no data | no data
02MAY02AA403 | no data | no data | no data | Servo valve for LP control vlv | no data | ST | T3463AAAA210-3 | no data | no data | no data | no data | no data
02MAY04AA901 | no data | no data | no data | LP STOP VALVE ACTUATOR DRAIN CHEGK VALVE | no data | ST | T3463AAAA210-3 | no data | no data | no data | no data | no data
02MAY04AA902 | no data | no data | no data | FAST ACTING SOLENOID VALVE FOR LP CONTROL VALVE DRAIN VALVE | no data | ST | T3463AAAA210-3 | no data | no data | no data | no data | no data
02MAY04AA903 | no data | no data | no data | LP CONTROL VALVE AGTUATOR DRAIN CHECK VALVE | no data | ST | T3463AAAA210-3 | no data | no data | no data | no data | no data
02QEB01AA101 | HIP TURBINE COOLING CELL SUPPLY AIR VALVE INLET VALVE | TURBINE BUILDING | no data | HIP TURBINE COOLING CELL SUPPLY AIR VALVE INLET VALVE | no data | ST | T3463AAAA230-2 | OPEN | CLOSED | no data | no data | no data
02QEB01AA103 | HIP TURBINE COOLING CELL SUPPLY AIR VALVE OUTLET VALVE | TURBINE BUILDING | no data | HIP TURBINE COOLING CELL SUPPLY ATR VALVE OUTLET VALVE | no data | ST | T3463AAAA230-2 | OPEN | CLOSED | no data | no data | no data
02QEB01AA104 | HIP TURBINE COOLING CELL SUPPLY AIR VALVEBYPASS VALVE | TURBINE BUILDING | no data | HIP TURBINE COOLING CELL SUPPLY AIR VALUE BY-PASS VALVE | no data | ST | T3463AAAA230-2 | CLOSED | CLOSED | no data | no data | no data
02QEB01AA105 | CASEING COOLING CELL (HP) SUPPLY AIR INLET VALVE | TURBINE BUILDING | no data | CASING COOLING CELL (HP) SUPPLY AIR INLET VALVE | no data | ST | T3463AAAA230-2 | OPEN | CLOSED | no data | no data | no data
02QEB01AA106 | no data | no data | no data | CASING COOLING CELL (HP) OUTLET VALVE | no data | ST | T3463AAAA230-2 | no data | no data | no data | no data | no data
02QEB01AA107 | CASEING COOLING CELL (IP) SUPPLY AIR INLET VALVE | TURBINE BUILDING | no data | GASING COOLING GELL (IP) SUPPLY AIR INLET VALVE | no data | ST | T3463AAAA230-2 | OPEN | CLOSED | no data | no data | no data
02QEB01AA108 | no data | no data | no data | CASJNG COOLING GELL (IP) OUTLET CHEGK VALVE | no data | ST | T3463AAAA230-2 | no data | no data | no data | no data | no data
02QEB01AA109 | CASEING COOLING CELL (LP) SUPPLY AIR INLET VALVE | TURBINE BUILDING | no data | CASING COOLING CELL (LP) SUPPLY AIR INLET VALVE | no data | ST | T3463AAAA230-2 | OPEN | CLOSED | no data | no data | no data
02QEB01AA110 | no data | no data | no data | CASING COOLING CELL (LP) OUTLET CHECK VALVE | no data | ST | T3463AAAA230-2 | no data | no data | no data | no data | no data
02QEB01AA801 | no data | no data | no data | INSTRUMENT VALVE FOR PiT—109 | no data | ST | T3463AAAA230-2 | no data | no data | no data | no data | no data

## Electric
Equipment | ID | Location | Category | Bus | Breaker type
UNIT 1 ACC FAN 01A | 01-ACC-MFN-01A | 01-ACC-MCC-131, CUBICLE 4FM | Fan/Blower | 01-ACC-MCC-131 | 480 V MOLDED CASE BREAKER
UNIT 1 ACC FAN 01C | 01-ACC-MFN-01C | 01-ACC-MCC-131, CUBICLE 5FM | Fan/Blower | 01-ACC-MCC-131 | 480 V MOLDED CASE BREAKER
UNIT 1 ACC FAN 01E | 01-ACC-MFN-01E | 01-ACC-MCC-131, CUBICLE 6FM | Fan/Blower | 01-ACC-MCC-131 | 480 V MOLDED CASE BREAKER
UNIT 1 ACC FAN 02B | 01-ACC-MFN-02B | 01-ACC-MCC-131, CUBICLE 7FM | Fan/Blower | 01-ACC-MCC-131 | 480 V MOLDED CASE BREAKER
UNIT 1 ACC FAN 02D | 01-ACC-MFN-02D | 01-ACC-MCC-131, CUBICLE 8FM | Fan/Blower | 01-ACC-MCC-131 | 480 V MOLDED CASE BREAKER
UNIT 1 ACC FAN 02F | 01-ACC-MFN-02F | 01-ACC-MCC-131, CUBICLE 9FM | Fan/Blower | 01-ACC-MCC-131 | 480 V MOLDED CASE BREAKER
ACC 1 GLYCOL HX FAN 01 | 01-ARM-MFN-01 | 01-ACC-MCC-131, CUBICLE 13FD | Fan/Blower | 01-ACC-MCC-131 | 480 V MOLDED CASE BREAKER
ACC 1 GLYCOL HX FAN 02 | 01-ARM-MFN-02 | 01-ACC-MCC-131, CUBICLE 13FF | Fan/Blower | 01-ACC-MCC-131 | 480 V MOLDED CASE BREAKER
ACC 1 GLYCOL HX FAN 03 | 01-ARM-MFN-03 | 01-ACC-MCC-131, CUBICLE 13FH | Fan/Blower | 01-ACC-MCC-131 | 480 V MOLDED CASE BREAKER
ACC 1 PDC XFMR | 01-LVB-XFR-1311 | 01-ACC-MCC-131, CUBICLE 2FG(L) | Transformer | 01-ACC-MCC-131 | 480 V MOLDED CASE BREAKER
UNIT 1 ACC FINTUBE CLEANING SYS | 01-CND-RCP-983 | 01-ACC-MCC-131, CUBICLE 2FJ(L) |  | 01-ACC-MCC-131 | 480 V MOLDED CASE BREAKER
MAIN BREAKER 1 CONTROL POWER TRANSFORMER |  | 01-ACC-MCC-131, CUBICLE |  | 01-ACC-MCC-131 | 480 V MOLDED CASE BREAKER
MAIN SUPPLY FEED FROM 01-MVA-XFR-13 |  | 01-ACC-MCC-131, CUBICLE 3FM |  | 01-ACC-MCC-131 | 480 V MOLDED CASE BREAKER
ACC 1 LRVP 01A | 01-ARM-MPM-01A | 01-ACC-MCC-131, CUBICLE 10FM | Pump | 01-ACC-MCC-131 | 480 V MOLDED CASE BREAKER
UNIT 1 LP DRAINS TANK PUMP MTR A | 01-STP-MPM-01A | 01-ACC-MCC-131, CUBICLE 12FB | Pump | 01-ACC-MCC-131 | 480 V MOLDED CASE BREAKER
ACC 1 GLYCOL RECIRC PMP 03A | 01-ARM-MPM-03A | 01-ACC-MCC-131, CUBICLE 12FD | Pump | 01-ACC-MCC-131 | 480 V MOLDED CASE BREAKER
ACC 1 GLYCOL RECIRC PMP 03C | 01-ARM-MPM-03C | 01-ACC-MCC-131, CUBICLE 12FF | Pump | 01-ACC-MCC-131 | 480 V MOLDED CASE BREAKER
ACC 1 PDC PANELBOARD 480VAC | 01-LVB-PPL-1311 | 01-ACC-MCC-131, CUBICLE 16FM | Power Panel | 01-ACC-MCC-131 | 480 V MOLDED CASE BREAKER
ACC 1 SEAL WTR PMP 02A | 01-ARM-MPM-02A | 01-ACC-MCC-131, CUBICLE 13FK | Pump | 01-ACC-MCC-131 | 480 V MOLDED CASE BREAKER
MAIN BREAKER 2 CONTROL POWER TRANSFORMER |  | 01-ACC-MCC-131, CUBICLE |  | 01-ACC-MCC-131 | 480 V MOLDED CASE BREAKER
SECONDARY SUPPLY FEED FROM 01-MVA-XFR-23 |  | 01-ACC-MCC-131, CUBICLE 15FM |  | 01-ACC-MCC-131 | 480 V MOLDED CASE BREAKER
UNIT 1 ACC FAN GEARBOX OIL COOLER 01A | 01-ACC-HEX-01A | 01-ACC-MCC-131, CUBICLE 17FB |  | 01-ACC-MCC-131 | 480 V MOLDED CASE BREAKER
UNIT 1 ACC FAN GEARBOX OIL COOLER 01C | 01-ACC-HEX-01C | 01-ACC-MCC-131, CUBICLE 17FD |  | 01-ACC-MCC-131 | 480 V MOLDED CASE BREAKER
UNIT 1 ACC FAN GEARBOX OIL COOLER 01E | 01-ACC-HEX-01E | 01-ACC-MCC-131, CUBICLE 17FF |  | 01-ACC-MCC-131 | 480 V MOLDED CASE BREAKER
UNIT 1 ACC FAN GEARBOX OIL COOLER 02B | 01-ACC-HEX-02B | 01-ACC-MCC-131, CUBICLE 17FH |  | 01-ACC-MCC-131 | 480 V MOLDED CASE BREAKER
UNIT 1 ACC FAN GEARBOX OIL COOLER 02D | 01-ACC-HEX-02D | 01-ACC-MCC-131, CUBICLE 17FK |  | 01-ACC-MCC-131 | 480 V MOLDED CASE BREAKER
UNIT 1 ACC FAN GEARBOX OIL COOLER 02F | 01-ACC-HEX-02F | 01-ACC-MCC-131, CUBICLE 17FM |  | 01-ACC-MCC-131 | 480 V MOLDED CASE BREAKER
UNIT 1 ACC FAN 03A | 01-ACC-MFN-03A | 01-ACC-MCC-151, CUBICLE5FM | Fan/Blower | 01-ACC-MCC-151 | 480 V MOLDED CASE BREAKER
UNIT 1 ACC FAN 03C | 01-ACC-MFN-03C | 01-ACC-MCC-151, CUBICLE6FM | Fan/Blower | 01-ACC-MCC-151 | 480 V MOLDED CASE BREAKER
UNIT 1 ACC FAN 03E | 01-ACC-MFN-03E | 01-ACC-MCC-151, CUBICLE7FM | Fan/Blower | 01-ACC-MCC-151 | 480 V MOLDED CASE BREAKER
UNIT 1 ACC FAN 04B | 01-ACC-MFN-04B | 01-ACC-MCC-151, CUBICLE8FM | Fan/Blower | 01-ACC-MCC-151 | 480 V MOLDED CASE BREAKER
UNIT 1 ACC FAN 04D | 01-ACC-MFN-04D | 01-ACC-MCC-151, CUBICLE9FM | Fan/Blower | 01-ACC-MCC-151 | 480 V MOLDED CASE BREAKER
UNIT 1 ACC FAN 04F | 01-ACC-MFN-04F | 01-ACC-MCC-151, CUBICLE10FM | Fan/Blower | 01-ACC-MCC-151 | 480 V MOLDED CASE BREAKER
UNIT 1 ACC FAN GEARBOX OIL COOLER 03A | 01-ACC-HEX-03A | 01-ACC-MCC-151, CUBICLE2FB |  | 01-ACC-MCC-151 | 480 V MOLDED CASE BREAKER
UNIT 1 ACC FAN GEARBOX OIL COOLER 03C | 01-ACC-HEX-03C | 01-ACC-MCC-151, CUBICLE2FD |  | 01-ACC-MCC-151 | 480 V MOLDED CASE BREAKER
UNIT 1 ACC FAN GEARBOX OIL COOLER 03E | 01-ACC-HEX-03E | 01-ACC-MCC-151, CUBICLE2FF |  | 01-ACC-MCC-151 | 480 V MOLDED CASE BREAKER
UNIT 1 ACC FAN GEARBOX OIL COOLER 04B | 01-ACC-HEX-04B | 01-ACC-MCC-151, CUBICLE2FH |  | 01-ACC-MCC-151 | 480 V MOLDED CASE BREAKER
UNIT 1 ACC FAN GEARBOX OIL COOLER 04D | 01-ACC-HEX-04D | 01-ACC-MCC-151, CUBICLE2FK |  | 01-ACC-MCC-151 | 480 V MOLDED CASE BREAKER
UNIT 1 ACC FAN GEARBOX OIL COOLER 04F | 01-ACC-HEX-04F | 01-ACC-MCC-151, CUBICLE2FM |  | 01-ACC-MCC-151 | 480 V MOLDED CASE BREAKER
MAIN BREAKER 1 CONTROL POWER TRANSFORMER |  | 01-ACC-MCC-151, CUBICLE4FM |  | 01-ACC-MCC-151 | 480 V MOLDED CASE BREAKER
MAIN SUPPLY FEED FROM 01-MVA-XFR-15 |  | 01-ACC-MCC-151, CUBICLE4FM |  | 01-ACC-MCC-151 | 480 V MOLDED CASE BREAKER
ACC 1 LRVP 01C | 01-ARM-MPM-01C | 01-ACC-MCC-151, CUBICLE11FM | Pump | 01-ACC-MCC-151 | 480 V MOLDED CASE BREAKER
ACC 1 PDC PANELBOARD 480VAC | 01-LVB-PPL-1511 | 01-ACC-MCC-151, CUBICLE12FC | Power Panel | 01-ACC-MCC-151 | 480 V MOLDED CASE BREAKER
ACC 1 SEAL WTR PMP 02C | 01-ARM-MPM-02C | 01-ACC-MCC-151, CUBICLE14FB | Pump | 01-ACC-MCC-151 | 480 V MOLDED CASE BREAKER
MAIN BREAKER 2 CONTROL POWER TRANSFORMER |  | 01-ACC-MCC-151 |  | 01-ACC-MCC-151 | 480 V MOLDED CASE BREAKER
SECONDARY SUPPLY FEED FROM 01-MVA-XFR-25 |  | 01-ACC-MCC-151 |  | 01-ACC-MCC-151 | 480 V MOLDED CASE BREAKER
UNIT 1 ACC FAN 01B | 01-ACC-MFN-01B | 01-ACC-MCC-231, CUBICLE8FM | Fan/Blower | 01-ACC-MCC-231 | 480 V MOLDED CASE BREAKER
UNIT 1 ACC FAN 01D | 01-ACC-MFN-01D | 01-ACC-MCC-231, CUBICLE10FM | Fan/Blower | 01-ACC-MCC-231 | 480 V MOLDED CASE BREAKER
UNIT 1 ACC FAN 01F | 01-ACC-MFN-01F | 01-ACC-MCC-231, CUBICLE11FM | Fan/Blower | 01-ACC-MCC-231 | 480 V MOLDED CASE BREAKER
UNIT 1 ACC FAN 02A | 01-ACC-MFN-02A | 01-ACC-MCC-231, CUBICLE6FM | Fan/Blower | 01-ACC-MCC-231 | 480 V MOLDED CASE BREAKER
UNIT 1 ACC FAN 02C | 01-ACC-MFN-02C | 01-ACC-MCC-231, CUBICLE7FM | Fan/Blower | 01-ACC-MCC-231 | 480 V MOLDED CASE BREAKER
UNIT 1 ACC FAN 02E | 01-ACC-MFN-02E | 01-ACC-MCC-231, CUBICLE8FM | Fan/Blower | 01-ACC-MCC-231 | 480 V MOLDED CASE BREAKER
ACC 1 GLYCOL HX FAN 04 | 01-ARM-MFN-04 | 01-ACC-MCC-231, CUBICLE15FB | Fan/Blower | 01-ACC-MCC-231 | 480 V MOLDED CASE BREAKER
ACC 1 GLYCOL HX FAN 05 | 01-ARM-MFN-05 | 01-ACC-MCC-231, CUBICLE15FD | Fan/Blower | 01-ACC-MCC-231 | 480 V MOLDED CASE BREAKER
UNIT 1 ACC FAN GEARBOX OIL COOLER 02A | 01-ACC-HEX-02A | 01-ACC-MCC-231, CUBICLE2FB |  | 01-ACC-MCC-231 | 480 V MOLDED CASE BREAKER
UNIT 1 ACC FAN GEARBOX OIL COOLER 02C | 01-ACC-HEX-02C | 01-ACC-MCC-231, CUBICLE2FD |  | 01-ACC-MCC-231 | 480 V MOLDED CASE BREAKER
UNIT 1 ACC FAN GEARBOX OIL COOLER 02E | 01-ACC-HEX-02E | 01-ACC-MCC-231, CUBICLE2FF |  | 01-ACC-MCC-231 | 480 V MOLDED CASE BREAKER
UNIT 1 ACC FAN GEARBOX OIL COOLER 01B | 01-ACC-HEX-01B | 01-ACC-MCC-231, CUBICLE2FH |  | 01-ACC-MCC-231 | 480 V MOLDED CASE BREAKER
UNIT 1 ACC FAN GEARBOX OIL COOLER 01D | 01-ACC-HEX-01D | 01-ACC-MCC-231, CUBICLE2FK |  | 01-ACC-MCC-231 | 480 V MOLDED CASE BREAKER
UNIT 1 ACC FAN GEARBOX OIL COOLER 01F | 01-ACC-HEX-01F | 01-ACC-MCC-231, CUBICLE2FM |  | 01-ACC-MCC-231 | 480 V MOLDED CASE BREAKER
MAIN BREAKER 1 CONTROL POWER TRANSFORMER |  | 01-ACC-MCC-231, CUBICLE |  | 01-ACC-MCC-231 | 480 V MOLDED CASE BREAKER
MAIN SUPPLY FEED FROM 01-MVA-XFR-23 |  | 01-ACC-MCC-231, CUBICLE5FM |  | 01-ACC-MCC-231 | 480 V MOLDED CASE BREAKER
ACC 1 LRVP 01B | 01-ARM-MPM-01B | 01-ACC-MCC-231, CUBICLE12FM | Pump | 01-ACC-MCC-231 | 480 V MOLDED CASE BREAKER
UNIT 1 LP DRAINS TANK PUMP MTR B | 01-STP-MPM-01B | 01-ACC-MCC-231, CUBICLE14FB | Pump | 01-ACC-MCC-231 | 480 V MOLDED CASE BREAKER
ACC 1 GLYCOL RECIRC PMP 03B | 01-ARM-MPM-03B | 01-ACC-MCC-231, CUBICLE15FF | Pump | 01-ACC-MCC-231 | 480 V MOLDED CASE BREAKER
ACC 1 SEAL WTR PMP 02B | 01-ARM-MPM-02B | 01-ACC-MCC-231, CUBICLE15FH | Pump | 01-ACC-MCC-231 | 480 V MOLDED CASE BREAKER
MAIN BREAKER 2 CONTROL POWER TRANSFORMER |  | 01-ACC-MCC-231, CUBICLE |  | 01-ACC-MCC-231 | 480 V MOLDED CASE BREAKER
SECONDARY SUPPLY FEED FROM 01-MVA-XFR-13 |  | 01-ACC-MCC-231, CUBICLE17FM |  | 01-ACC-MCC-231 | 480 V MOLDED CASE BREAKER
UNIT 1 ACC FAN 03B | 01-ACC-MFN-03B | 01-ACC-MCC-251, CUBICLE9FM | Fan/Blower | 01-ACC-MCC-251 | 480 V MOLDED CASE BREAKER
UNIT 1 ACC FAN 03D | 01-ACC-MFN-03D | 01-ACC-MCC-251, CUBICLE10FM | Fan/Blower | 01-ACC-MCC-251 | 480 V MOLDED CASE BREAKER
UNIT 1 ACC FAN 03F | 01-ACC-MFN-03F | 01-ACC-MCC-251, CUBICLE11FM | Fan/Blower | 01-ACC-MCC-251 | 480 V MOLDED CASE BREAKER
UNIT 1 ACC FAN 04A | 01-ACC-MFN-04A | 01-ACC-MCC-251, CUBICLE6FM | Fan/Blower | 01-ACC-MCC-251 | 480 V MOLDED CASE BREAKER
UNIT 1 ACC FAN 04C | 01-ACC-MFN-04C | 01-ACC-MCC-251, CUBICLE7FM | Fan/Blower | 01-ACC-MCC-251 | 480 V MOLDED CASE BREAKER
UNIT 1 ACC FAN 04E | 01-ACC-MFN-04E | 01-ACC-MCC-251, CUBICLE8FM | Fan/Blower | 01-ACC-MCC-251 | 480 V MOLDED CASE BREAKER
UNIT 1 ACC FAN GEARBOX OIL COOLER 04A | 01-ACC-HEX-04A | 01-ACC-MCC-251, CUBICLE2FB |  | 01-ACC-MCC-251 | 480 V MOLDED CASE BREAKER
UNIT 1 ACC FAN GEARBOX OIL COOLER 04C | 01-ACC-HEX-04C | 01-ACC-MCC-251, CUBICLE2FD |  | 01-ACC-MCC-251 | 480 V MOLDED CASE BREAKER
UNIT 1 ACC FAN GEARBOX OIL COOLER 04E | 01-ACC-HEX-04E | 01-ACC-MCC-251, CUBICLE2FF |  | 01-ACC-MCC-251 | 480 V MOLDED CASE BREAKER
UNIT 1 ACC FAN GEARBOX OIL COOLER 03B | 01-ACC-HEX-03B | 01-ACC-MCC-251, CUBICLE2FH |  | 01-ACC-MCC-251 | 480 V MOLDED CASE BREAKER
UNIT 1 ACC FAN GEARBOX OIL COOLER 03D | 01-ACC-HEX-03D | 01-ACC-MCC-251, CUBICLE2FK |  | 01-ACC-MCC-251 | 480 V MOLDED CASE BREAKER
UNIT 1 ACC FAN GEARBOX OIL COOLER 03F | 01-ACC-HEX-03F | 01-ACC-MCC-251, CUBICLE2FM |  | 01-ACC-MCC-251 | 480 V MOLDED CASE BREAKER
MAIN BREAKER 1 CONTROL POWER TRANSFORMER |  | 01-ACC-MCC-251, CUBICLE4FM |  | 01-ACC-MCC-251 | 480 V MOLDED CASE BREAKER
MAIN SUPPLY FEED FROM 01-MVA-XFR-25 |  | 01-ACC-MCC-251, CUBICLE4FM |  | 01-ACC-MCC-251 | 480 V MOLDED CASE BREAKER
ACC 1 LRVP 01D | 01-ARM-MPM-01D | 01-ACC-MCC-251, CUBICLE12FM | Pump | 01-ACC-MCC-251 | 480 V MOLDED CASE BREAKER
ACC 1 PDC XFMR 480-120/208VAC | 01-LVB-XFR-2511 | 01-ACC-MCC-251, CUBICLE13FC(L) | Transformer | 01-ACC-MCC-251 | 480 V MOLDED CASE BREAKER
ACC 1 LRVP 01E | 01-ARM-MPM-01E | 01-ACC-MCC-251, CUBICLE13FM | Pump | 01-ACC-MCC-251 | 480 V MOLDED CASE BREAKER
ACC 1 SEAL WTR PMP 02D | 01-ARM-MPM-02D | 01-ACC-MCC-251, CUBICLE15FB | Pump | 01-ACC-MCC-251 | 480 V MOLDED CASE BREAKER
ACC 1 SEAL WTR PMP 02E | 01-ARM-MPM-02E | 01-ACC-MCC-251, CUBICLE15FD | Pump | 01-ACC-MCC-251 | 480 V MOLDED CASE BREAKER
MAIN BREAKER 2 CONTROL POWER TRANSFORMER |  | 01-ACC-MCC-251, CUBICLE16FM |  | 01-ACC-MCC-251 | 480 V MOLDED CASE BREAKER
SECONDARY SUPPLY FEED FROM 01-MVA-XFR-15 |  | 01-ACC-MCC-251, CUBICLE16FM |  | 01-ACC-MCC-251 | 480 V MOLDED CASE BREAKER
UNIT 1 ACC HEAT TRACE XFMR 480-120/208VAC | 01-HTT-XFR-2511 | 01-ACC-MCC-251, CUBICLE17FJ(R) | Transformer | 01-ACC-MCC-251 | 480 V MOLDED CASE BREAKER
BATTERY ROOM EXHAUST FAN | 01UCA51AN301 | TCP | Fan/Blower | 01BMT01
MAIN FEED TO ESSENTIAL DISTRIBUTION PANEL | 01BMT01 | TCP | Power Panel | 01BMT01
TURBINE CONTROL PANEL | 01MBY01GH001\10 | TCP | Control Power Feed | 01BMT01
TURBINE SUPERVISORY INSTRUMENT PANEL | 01MBY01GH016\10 | TCP | Control Power Feed | 01BMT01
LOCAL FIRE ALARM CONTROL PANEL | 01SGY03GH001 | TCP | Control Power Feed | 01BMT01
TURBINE PROTECTION PANEL | 01MBY01GH010\10 | TCP | Control Power Feed | 01BMT01
TURBINE REMOTE I/O PANEL A | 01MBY93GH001\10 | TCP | Control Power Feed | 01BMT01
TURBINE REMOTE I/O PANEL B | 01MBY93GH002\10 | TCP | Control Power Feed | 01BMT01
CONTROL PACKAGE INTERIOR LIGHTING - 1 | 01UCA51GP101 | TCP |  | 01BMT01
CONTROL PACKAGE INTERIOR LIGHTING - 2 | 01UCA51GP201 | TCP |  | 01BMT01
CONTROL PACKAGE EXTERIOR LIGHTING - 1 | 01UCA51GP102 | TCP |  | 01BMT01
CONTROL PACKAGE EXTERIOR LIGHTING - 2 | 01UCA51GP202 | TCP |  | 01BMT01
CONTROL PACKAGE LOCAL FIRE ALARM PANEL | 01SGY01GH001 | TCP | Control Power Feed | 01BMT01
CONTROL PACKAGE HVAC CONTROLLER | 01UCA51AH101-N01 | TCP |  | 01BMT01
Unit 1 Turbine BLDG AHU 13 DSW | 01-HVC-DSW-29 | 01-LVB-PPL-1111 BR 9 NE corner turbine building |  | 01-LVB-PPL-1111 | 480 V CIRCUIT BREACKER
Unit 1 Turbine BLDG AHU 12 DSW | 01-HVC-DSW-28 | 01-LVB-PPL-1111 BR 10 NE corner turbine building |  | 01-LVB-PPL-1111 | 480 V CIRCUIT BREACKER
Unit 1 Turbine BLDG Roll Up Door 2 | 01-HVC-DOR-02 | 01-LVB-PPL-1111 BR 11 NE corner turbine building |  | 01-LVB-PPL-1111 | 480 V CIRCUIT BREACKER
Unit 1 Turbine BLDG Roof EXH Fan DSW 19 | 01-HVC-DSW-19 | 01-LVB-PPL-1111 BR 1 NE corner turbine building | Fan/Blower | 01-LVB-PPL-1111 | 480 V CIRCUIT BREACKER
Unit 1 Turbine BLDG Roof EXH Fan DSW 20 | 01-HVC-DSW-20 | 01-LVB-PPL-1111 BR 2 NE corner turbine building | Fan/Blower | 01-LVB-PPL-1111 | 480 V CIRCUIT BREACKER
Unit 1 Turbine BLDG Roof EXH Fan DSW 21 | 01-HVC-DSW-21 | 01-LVB-PPL-1111 BR 3 NE corner turbine building | Fan/Blower | 01-LVB-PPL-1111 | 480 V CIRCUIT BREACKER
Unit 1 Turbine BLDG Roof EXH Fan DSW 22 | 01-HVC-DSW-22 | 01-LVB-PPL-1111 BR 4 NE corner turbine building | Fan/Blower | 01-LVB-PPL-1111 | 480 V CIRCUIT BREACKER
Unit 1 Turbine BLDG Roof EXH Fan DSW 23 | 01-HVC-DSW-23 | 01-LVB-PPL-1111 BR 5 NE corner turbine building | Fan/Blower | 01-LVB-PPL-1111 | 480 V CIRCUIT BREACKER
Unit 1 Turbine BLDG Roof EXH Fan DSW 24 | 01-HVC-DSW-24 | 01-LVB-PPL-1111 BR 6 NE corner turbine building | Fan/Blower | 01-LVB-PPL-1111 | 480 V CIRCUIT BREACKER
Unit 1 Turbine BLDG Roof EXH Fan DSW 25 | 01-HVC-DSW-25 | 01-LVB-PPL-1111 BR 7 NE corner turbine building | Fan/Blower | 01-LVB-PPL-1111 | 480 V CIRCUIT BREACKER
Unit 1 Turbine BLDG Roof EXH Fan DSW 26 | 01-HVC-DSW-26 | 01-LVB-PPL-1111 BR 8 NE corner turbine building | Fan/Blower | 01-LVB-PPL-1111 | 480 V CIRCUIT BREACKER
HRSG 1 Grade W 480 Panelboard 2 Main PWR FD | 01-LVB-PPL-11121 | 01-LVB-PPL-1112 BR 6 Outside HRSG SWG enclosure | Power Panel | 01-LVB-PPL-1112 | 480 V CIRCUIT BREACKER
Unit 1 BFP A Sound Enclosure Heater PWR Feed | 01-BFW-PNL-01A | 01-LVB-PPL-1112 BR 7 Outside HRSG SWG enclosure | Heater | 01-LVB-PPL-1112 | 480 V CIRCUIT BREACKER
Unit 1 BFP B Sound Enclosure Heater PWR Feed | 01-BFW-PNL-01B | 01-LVB-PPL-1112 BR 8 Outside HRSG SWG enclosure | Heater | 01-LVB-PPL-1112 | 480 V CIRCUIT BREACKER
Unit 1 HRSG Stack Hoist PWR Feed | 01-HRG-HST-01 | 01-LVB-PPL-1112 BR 9 Outside HRSG SWG enclosure |  | 01-LVB-PPL-1112 | 480 V CIRCUIT BREACKER
Piperack 1 Welding Recept 9 480VAC | 01-LVB-RCP-09 | 01-LVB-PPL-1112 BR 10 Outside HRSG SWG enclosure |  | 01-LVB-PPL-1112 | 480 V CIRCUIT BREACKER
Unit 1 CCF HP/IP Phosphate & Ammonia SYS | 01-CCF-DSW-02 | 01-LVB-PPL-1112 BR 11 Outside HRSG SWG enclosure | Control Power Feed | 01-LVB-PPL-1112 | 480 V CIRCUIT BREACKER
Unit 1 HP Steam Bypass Valve Hoist PWR Feed | 01-HPS-HST-01 | 01-LVB-PPL-1112 BR 15 Outside HRSG SWG enclosure |  | 01-LVB-PPL-1112 | 480 V CIRCUIT BREACKER
Unit 1 BFW Pump 01A Hoist 480VAC PWR Feed | 01-BFW-HST-01A | 01-LVB-PPL-1112 BR 17 Outside HRSG SWG enclosure |  | 01-LVB-PPL-1112 | 480 V CIRCUIT BREACKER
Unit 1 BFW Pump 01B Hoist 480VAC PWR Feed | 01-BFW-HST-01B | 01-LVB-PPL-1112 BR 18 Outside HRSG SWG enclosure |  | 01-LVB-PPL-1112 | 480 V CIRCUIT BREACKER
Piperack 1 Welding Recept 10 480VAC | 01-LVB-RCP-10 | 01-LVB-PPL-1112 BR 19 Outside HRSG SWG enclosure |  | 01-LVB-PPL-1112 | 480 V CIRCUIT BREACKER
Piperack 1 Welding Recept 11 480VAC | 01-LVB-RCP-11 | 01-LVB-PPL-1112 BR 20 Outside HRSG SWG enclosure |  | 01-LVB-PPL-1112 | 480 V CIRCUIT BREACKER
Piperack 1 Welding Recept 12 480VAC | 01-LVB-RCP-12 | 01-LVB-PPL-1112 BR 21 Outside HRSG SWG enclosure |  | 01-LVB-PPL-1112 | 480 V CIRCUIT BREACKER
Piperack 1 Welding Recept 13 480VAC | 01-LVB-RCP-13 | 01-LVB-PPL-1112 BR 22 Outside HRSG SWG enclosure |  | 01-LVB-PPL-1112 | 480 V CIRCUIT BREACKER
HRSG 1 HP Attemp Spray Water Stop MOV PWR | 01-MOV-HHS908 | 01-LVB-PPL-1112 BR 14 Outside HRSG SWG enclosure | Motor Operated Valve | 01-LVB-PPL-1112 | 480 V CIRCUIT BREACKER
HRSG 1 IP Steam Outlet MOV Main PWR Feed | 01-MOV-HIS902 | 01-LVB-PPL-1112 BR 3 Outside HRSG SWG enclosure | Motor Operated Valve | 01-LVB-PPL-1112 | 480 V CIRCUIT BREACKER
HRSG 1 IP SH MOV Vent VLV 480VAC | 01-MOV-HIS946 | 01-LVB-PPL-1112 BR 16 Outside HRSG SWG enclosure | Motor Operated Valve | 01-LVB-PPL-1112 | 480 V CIRCUIT BREACKER
HrRSG 1 LP Econ Vent Main PWR Feed | 01-MOV-HLS907 | 01-LVB-PPL-1112 BR 5 Outside HRSG SWG enclosure | Motor Operated Valve | 01-LVB-PPL-1112 | 480 V CIRCUIT BREACKER
HRSG 1 LP Intermittent BD Stop Main PWR Feed | 01-MOV-HLS908 | 01-LVB-PPL-1112 BR 13 Outside HRSG SWG enclosure | Motor Operated Valve | 01-LVB-PPL-1112 | 480 V CIRCUIT BREACKER
HRSG 1 LP Feedwater Inlet Stop Main PWR Feed | 01-MOV-HLS931 | 01-LVB-PPL-1112 BR 4 Outside HRSG SWG enclosure | Motor Operated Valve | 01-LVB-PPL-1112 | 480 V CIRCUIT BREACKER
HRSG 1 LP Sparging Steam Shutoff Valve | 01-MOV-HLS944 | 01-LVB-PPL-1112 BR 12 Outside HRSG SWG enclosure | Motor Operated Valve | 01-LVB-PPL-1112 | 480 V CIRCUIT BREACKER
HRSG 1 HP SPARGING STEAM MOV MAIN FEED | 01-MOV-HHS904 | 01-LVB-PPL-11121 BR 13 Outside HRSG SWG enclosure | Motor Operated Valve | 01-LVB-PPL-11121 | 480 V CIRCUIT BREACKER
HRSG 1 ATTEMP DRAIN POT STOP MOV MAIN FEED | 01-MOV-HHS911 | 01-LVB-PPL-11121 BR 14 Outside HRSG SWG enclosure | Motor Operated Valve | 01-LVB-PPL-11121 | 480 V CIRCUIT BREACKER
HRSG 1 HP ECON VENT MAIN PWR FEED | 01-MOV-HHS942 | 01-LVB-PPL-11121 BR 4 Outside HRSG SWG enclosure | Motor Operated Valve | 01-LVB-PPL-11121 | 480 V CIRCUIT BREACKER
HRSG 1 HP CASCADING BD ISOLATION MAIN FEED | 01-MOV-HHS943 | 01-LVB-PPL-11121 BR 6 Outside HRSG SWG enclosure | Motor Operated Valve | 01-LVB-PPL-11121 | 480 V CIRCUIT BREACKER
HRSG 1 IP FEEDWATER FGH STOP VLV MAIN FEED | 01-MOV-HIS904 | 01-LVB-PPL-11121 BR 5 Outside HRSG SWG enclosure | Motor Operated Valve | 01-LVB-PPL-11121 | 480 V CIRCUIT BREACKER
HRSG 1 IP CONT BLOWDOWN STOP MAIN FEED | 01-MOV-HIS905 | 01-LVB-PPL-11121 BR 7 Outside HRSG SWG enclosure | Motor Operated Valve | 01-LVB-PPL-11121 | 480 V CIRCUIT BREACKER
HRSG 1 IP STEAM STOP MAIN PWR FEED | 01-MOV-HIS908 | 01-LVB-PPL-11121 BR 8 Outside HRSG SWG enclosure | Motor Operated Valve | 01-LVB-PPL-11121 | 480 V CIRCUIT BREACKER
HRSG 1 IP SPARGING STEAM STOP MAIN PWR FEED | 01-MOV-HIS909 | 01-LVB-PPL-11121 BR 10 Outside HRSG SWG enclosure | Motor Operated Valve | 01-LVB-PPL-11121 | 480 V CIRCUIT BREACKER
HRSG 1 IP INTERMITTENT BD STOP MAIN FEED | 01-MOV-HIS916 | 01-LVB-PPL-11121 BR 9 Outside HRSG SWG enclosure | Motor Operated Valve | 01-LVB-PPL-11121 | 480 V CIRCUIT BREACKER
HRSG 1 IP INTERMITTENT BD STOP MAIN FEED | 01-MOV-HIS917 | 01-LVB-PPL-11121 BR 11 Outside HRSG SWG enclosure | Motor Operated Valve | 01-LVB-PPL-11121 | 480 V CIRCUIT BREACKER
HRSG 1 IP ECON VENT STOP MAIN PWR FEED | 01-MOV-HIS943 | 01-LVB-PPL-11121 BR 12 Outside HRSG SWG enclosure | Motor Operated Valve | 01-LVB-PPL-11121 | 480 V CIRCUIT BREACKER
Fuel Gas Area Welding Recept | 00-LVB-RCP-02 | 01-LVB-PPL-1113 BR 11 Pipe rack 1 by startup htr |  | 01-LVB-PPL-1113 | 480 V CIRCUIT BREACKER
UNIT 1 AUXBLR TO STM SEP INLET BLK VLV PWR | 01-MOV-AXS321 | 01-LVB-PPL-1113 BR 10 Pipe rack 1 by startup htr | Motor Operated Valve | 01-LVB-PPL-1113 | 480 V CIRCUIT BREACKER
UNIT 1 AUXBLR TO STM SEP INLET BYP VLV PWR | 01-MOV-AXS322 | 01-LVB-PPL-1113 BR 9 Pipe rack 1 by startup htr | Motor Operated Valve | 01-LVB-PPL-1113 | 480 V CIRCUIT BREACKER
Unit 1 BFW PMP 01A IP DISCH VLV PWR 480VAC | 01-MOV-BFW139 | 01-LVB-PPL-1113 BR 5 Pipe rack 1 by startup htr | Motor Operated Valve | 01-LVB-PPL-1113 | 480 V CIRCUIT BREACKER
UNIT 1 BFW PMP 01A IP DISCH BYP VLV PWR | 01-MOV-BFW140 | 01-LVB-PPL-1113 BR 6 Pipe rack 1 by startup htr | Motor Operated Valve | 01-LVB-PPL-1113 | 480 V CIRCUIT BREACKER
Unit 1 BFW PMP 01A HP DISCH VLV PWR 480VAC | 01-MOV-BFW145 | 01-LVB-PPL-1113 BR 1 Pipe rack 1 by startup htr | Motor Operated Valve | 01-LVB-PPL-1113 | 480 V CIRCUIT BREACKER
Unit 1 BFW PMP 01A HP DISCH BYP VLV PWR | 01-MOV-BFW146 | 01-LVB-PPL-1113 BR 2 Pipe rack 1 by startup htr | Motor Operated Valve | 01-LVB-PPL-1113 | 480 V CIRCUIT BREACKER
UNIT 1 BFW PMP 01B IP DISCH VLV PWR 480VAC | 01-MOV-BFW179 | 01-LVB-PPL-1113 BR 8 Pipe rack 1 by startup htr | Motor Operated Valve | 01-LVB-PPL-1113 | 480 V CIRCUIT BREACKER
UNIT 1 BFW PMP 01B IP DISCH BYP VLV PWR | 01-MOV-BFW180 | 01-LVB-PPL-1113 BR 7 Pipe rack 1 by startup htr | Motor Operated Valve | 01-LVB-PPL-1113 | 480 V CIRCUIT BREACKER
Unit 1 BFW PMP 01B HP DISCH VLV PWR 480VAC | 01-MOV-BFW185 | 01-LVB-PPL-1113 BR 3 Pipe rack 1 by startup htr | Motor Operated Valve | 01-LVB-PPL-1113 | 480 V CIRCUIT BREACKER
Unit 1 BFW PMP 01B HP DISCH BYP VLV PWR | 01-MOV-BFW186 | 01-LVB-PPL-1113 BR 4 Pipe rack 1 by startup htr | Motor Operated Valve | 01-LVB-PPL-1113 | 480 V CIRCUIT BREACKER
Unit 1 ACHE Area Welding Recept 480VAC | 01-LVB-RCP-02 | 01-LVB-PPL-1114 BR 1 Outside HRSG SWG enclosure |  | 01-LVB-PPL-1114 | 480 V CIRCUIT BREACKER
Unit 1 SMPL PNL 8 Ton TCU Main 480VAC | 01-SMP-HEX-01 | 01-LVB-PPL-1114 BR 3 Outside HRSG SWG enclosure |  | 01-LVB-PPL-1114 | 480 V CIRCUIT BREACKER
Unit 1 Oil/Water Seperator PWR 480VAC | 01-WDR-CPL-01 | 01-LVB-PPL-1114 BR 4 Outside HRSG SWG enclosure | Control Power Feed | 01-LVB-PPL-1114 | 480 V CIRCUIT BREACKER
HRSG 1 HP BD Manifold DRN MOV Main PWR Feed | 01-MOV-HBD941 | 01-LVB-PPL-1114 BR 8 Outside HRSG SWG enclosure | Motor Operated Valve | 01-LVB-PPL-1114 | 480 V CIRCUIT BREACKER
HRSG 1 IP BD Manifold Drain Main PWR Feed | 01-MOV-HBD942 | 01-LVB-PPL-1114 BR 9 Outside HRSG SWG enclosure | Motor Operated Valve | 01-LVB-PPL-1114 | 480 V CIRCUIT BREACKER
HRSG 1 LP BD Manifold DRN Main PWR Feed | 01-MOV-HBD943 | 01-LVB-PPL-1114 BR 10 Outside HRSG SWG enclosure | Motor Operated Valve | 01-LVB-PPL-1114 | 480 V CIRCUIT BREACKER
HRSP 1 HP Intermittent BD Dtop Main PWR Feed | 01-MOV-HHS909 | 01-LVB-PPL-1114 BR 11 Outside HRSG SWG enclosure | Motor Operated Valve | 01-LVB-PPL-1114 | 480 V CIRCUIT BREACKER
HRSG 1 HP SH #1 Drain Pot Stop MOV Main PWR | 01-MOV-HHS910 | 01-LVB-PPL-1114 BR 5 Outside HRSG SWG enclosure | Motor Operated Valve | 01-LVB-PPL-1114 | 480 V CIRCUIT BREACKER
HRSP 1 HP Intermittent BD Dtop Main PWR Feed | 01-MOV-HHS912 | 01-LVB-PPL-1114 BR 13 Outside HRSG SWG enclosure | Motor Operated Valve | 01-LVB-PPL-1114 | 480 V CIRCUIT BREACKER
HRSG 1 HP Feedwater Stop MOV Main PWR Feed | 01-MOV-HHS941 | 01-LVB-PPL-1114 BR 6 Outside HRSG SWG enclosure | Motor Operated Valve | 01-LVB-PPL-1114 | 480 V CIRCUIT BREACKER
HRSG 1 IP Feedwater Inlet Stop VLV Main PWR | 01-MOV-HIS941 | 01-LVB-PPL-1114 BR 7 Outside HRSG SWG enclosure | Motor Operated Valve | 01-LVB-PPL-1114 | 480 V CIRCUIT BREACKER
5 Ton HVAC #1 |  | 01-LVB-PPL-1115 BR 1 Inside HRSG SWG enclosure |  | 01-LVB-PPL-1115 | 480 V CIRCUIT BREACKER
5 Ton HVAC #2 |  | 01-LVB-PPL-1115 BR 2 Inside HRSG SWG enclosure |  | 01-LVB-PPL-1115 | 480 V CIRCUIT BREACKER
5 Ton HVAC #3 |  | 01-LVB-PPL-1115 BR 3 Inside HRSG SWG enclosure |  | 01-LVB-PPL-1115 | 480 V CIRCUIT BREACKER
HRSG 1 BFW LOL HTR A 480VAC | 01-BFW-HTR-02A | 01-LVB-PPL-1115 BR 7 Inside HRSG SWG enclosure | Heater | 01-LVB-PPL-1115 | 480 V CIRCUIT BREACKER
HRSG 1 BFW LOL HTR B 480VAC | 01-BFW-HTR-02B | 01-LVB-PPL-1115 BR 8 Inside HRSG SWG enclosure | Heater | 01-LVB-PPL-1115 | 480 V CIRCUIT BREACKER
Welding Receptacle |  | 01-LVB-PPL-1115 BR 9 Inside HRSG SWG enclosure |  | 01-LVB-PPL-1115 | 480 V CIRCUIT BREACKER
FGS CND BMS CPL SKD 7 Main 480VAC | 00-FGS-CPL-12 | 01-LVB-PPL-1115 BR 10 Inside HRSG SWG enclosure | Control Power Feed | 01-LVB-PPL-1115 | 480 V CIRCUIT BREACKER
Unit 1 CEMS DSW 01 480VAC | 01-CEM-DSW-01 | 01-LVB-PPL-1115 BR 12 Inside HRSG SWG enclosure |  | 01-LVB-PPL-1115 | 480 V CIRCUIT BREACKER
UNIT 1 COND TO COND IRON FLTR 01A VLV PWR 480VAC | 01-MOV-CND201 | 01-LVB--PPL-1311, BR5ACC MCC enclosure | Motor Operated Valve | 01-LVB--PPL-1311 | 480 V CIRCUIT BREACKER
UNIT 1 COND TO COND IRON FLTR 01B VLV PWR 480V | 01-MOV-CND211 | 01-LVB--PPL-1311, BR6ACC MCC enclosure | Motor Operated Valve | 01-LVB--PPL-1311 | 480 V CIRCUIT BREACKER
UNIT 1 COND IRON FLTR BYP VLV PWR 480VAC | 01-MOV-CND221 | 01-LVB--PPL-1311, BR7ACC MCC enclosure | Motor Operated Valve | 01-LVB--PPL-1311 | 480 V CIRCUIT BREACKER
UNIT 1 ACC STM VLV ROW 1 PWR 480VAC | 01-MOV-CND814 | 01-LVB--PPL-1311, BR10ACC MCC enclosure | Motor Operated Valve | 01-LVB--PPL-1311 | 480 V CIRCUIT BREACKER
UNIT 1 ACC STM VLV ROW 2 PWR 480VAC | 01-MOV-CND815 | 01-LVB--PPL-1311, BR12ACC MCC enclosure | Motor Operated Valve | 01-LVB--PPL-1311 | 480 V CIRCUIT BREACKER
ACC PDC HVAC#3 |  | 01-LVB--PPL-1311, BR1ACC MCC enclosure |  | 01-LVB--PPL-1311 | 480 V CIRCUIT BREACKER
ACC PDC HVAC#5 |  | 01-LVB--PPL-1311, BR3ACC MCC enclosure |  | 01-LVB--PPL-1311 | 480 V CIRCUIT BREACKER
ACC PDC HVAC#2 |  | 01-LVB--PPL-1311, BR2ACC MCC enclosure |  | 01-LVB--PPL-1311 | 480 V CIRCUIT BREACKER
WELDING RECEPTACLE |  | 01-LVB--PPL-1311, BR4ACC MCC enclosure |  | 01-LVB--PPL-1311 | 480 V CIRCUIT BREACKER
ACC PDC HVAC#1 |  | 01-LVB-PPL-1511, BR1ACC MCC enclosure |  | 01-LVB-PPL-1511 | 480 V CIRCUIT BREACKER
UNIT 1 ACC UPPER DECK WELDING RECEPT 4 | 01-LVB-RCP-04 | 01-LVB-PPL-1511, BR3ACC MCC enclosure |  | 01-LVB-PPL-1511 | 480 V CIRCUIT BREACKER
UNIT 1 ACC UPPER DECK WELDING RECEPT 5 | 01-LVB-RCP-05 | 01-LVB-PPL-1511, BR5ACC MCC enclosure |  | 01-LVB-PPL-1511 | 480 V CIRCUIT BREACKER
UNIT 1 ACC UPPER DECK WELDING RECEPT 6 | 01-LVB-RCP-06 | 01-LVB-PPL-1511, BR7ACC MCC enclosure |  | 01-LVB-PPL-1511 | 480 V CIRCUIT BREACKER
UNIT 1 ACC UPPER DECK WELDING RECEPT 7 | 01-LVB-RCP-07 | 01-LVB-PPL-1511, BR9ACC MCC enclosure |  | 01-LVB-PPL-1511 | 480 V CIRCUIT BREACKER
UNIT 1 ACC GRADE WELDING RECEPT 8 | 01-LVB-RCP-08 | 01-LVB-PPL-1511, BR11ACC MCC enclosure |  | 01-LVB-PPL-1511 | 480 V CIRCUIT BREACKER
ACC PDC HVAC#4 |  | 01-LVB-PPL-1511, BR2ACC MCC enclosure |  | 01-LVB-PPL-1511 | 480 V CIRCUIT BREACKER
UNIT 1 ACC CND TNK IMMERSION HTR | 01-CND-HTR-869 | 01-LVB-PPL-1511, BR4ACC MCC enclosure | Heater | 01-LVB-PPL-1511 | 480 V CIRCUIT BREACKER
HRSG 1 Top LVL 480-208/120V XFMR | 01-LVB-XFR-21111 | 01-LVB-PPL-2111 BR 38,40,42 Top of HRSG HP drum | Transformer | 01-LVB-PPL-2111 | 480 V CIRCUIT BREACKER
HRSG 1 SCR Hoist & Trolley 480VAC PWR Feed | 01-SCR-JBX-104 | 01-LVB-PPL-2111 BR 20,22,24 Top of HRSG HP drum |  | 01-LVB-PPL-2111 | 480 V CIRCUIT BREACKER
HRSG 1 Stack Damper MOV Main PWR Feed | 01-MOV-HEH901 | 01-LVB-PPL-2111 BR 19,21,23 Top of HRSG HP drum | Motor Operated Valve | 01-LVB-PPL-2111 | 480 V CIRCUIT BREACKER
HRSG 1 HP Vent MOV Main PWR Feed | 01-MOV-HHS905 | 01-LVB-PPL-2111 BR 8,10,12 Top of HRSG HP drum | Motor Operated Valve | 01-LVB-PPL-2111 | 480 V CIRCUIT BREACKER
HRSG 1 HP Steam Outlet Stop MOV PWR Feed | 01-MOV-HHS906 | 01-LVB-PPL-2111 BR 25,27,29 Top of HRSG HP drum | Motor Operated Valve | 01-LVB-PPL-2111 | 480 V CIRCUIT BREACKER
HRSG 1 HP Steam Outlet Stop VLV BYP MOV Feed | 01-MOV-HHS907 | 01-LVB-PPL-2111 BR 7,9,11 Top of HRSG HP drum | Motor Operated Valve | 01-LVB-PPL-2111 | 480 V CIRCUIT BREACKER
HRSG 1 HP Vent MOV Main PWR Feed | 01-MOV-HHS913 | 01-LVB-PPL-2111 BR 13,15,17 Top of HRSG HP drum | Motor Operated Valve | 01-LVB-PPL-2111 | 480 V CIRCUIT BREACKER
HRSG 1 IP to DA Pegging MOV Main PWR Feed | 01-MOV-HIS910 | 01-LVB-PPL-2111 BR 32,34,36 Top of HRSG HP drum | Motor Operated Valve | 01-LVB-PPL-2111 | 480 V CIRCUIT BREACKER
HRSG 1 Reheat Outlet Startup Vent Stop MOV | 01-MOV-HRS904 | 01-LVB-PPL-2111 BR 37,39,41 Top of HRSG HP drum | Motor Operated Valve | 01-LVB-PPL-2111 | 480 V CIRCUIT BREACKER
HRSG 1 Reheat Startup Vent MOV Main Feed | 01-MOV-HRS911 | 01-LVB-PPL-2111 BR 14,16,18 Top of HRSG HP drum | Motor Operated Valve | 01-LVB-PPL-2111 | 480 V CIRCUIT BREACKER
5 Ton HVAC #4 |  | 01-LVB-PPL-2112 BR 1,3,5 Inside HRSG SWG enclosure |  | 01-LVB-PPL-2112 | 480 V CIRCUIT BREACKER
5 Ton HVAC #5 |  | 01-LVB-PPL-2112 BR 2,4,6 Inside HRSG SWG enclosure |  | 01-LVB-PPL-2112 | 480 V CIRCUIT BREACKER
5 Ton HVAC #6 |  | 01-LVB-PPL-2112 BR 7,9,11 Inside HRSG SWG enclosure |  | 01-LVB-PPL-2112 | 480 V CIRCUIT BREACKER
Unit 1 CEMS DSW 02 480VAC | 01-CEM-DSW-02 | 01-LVB-PPL-2112 BR 32,34,36 Inside HRSG SWG enclosure |  | 01-LVB-PPL-2112 | 480 V CIRCUIT BREACKER
HRSG 1 IP Drain Pot Stop MOV Main PWR Feed | 01-MOV-HIS915 | 01-LVB-PPL-2112 BR 26,28,30 Inside HRSG SWG enclosure | Motor Operated Valve | 01-LVB-PPL-2112 | 480 V CIRCUIT BREACKER
HRSG 1 IP Outlet Drain Pot Stop MOV PWR Feed | 01-MOV-HIS918 | 01-LVB-PPL-2112 BR 25,27,29 Inside HRSG SWG enclosure | Motor Operated Valve | 01-LVB-PPL-2112 | 480 V CIRCUIT BREACKER
HRSG 1 IP Feedwater Inlet Stop VLV PWR Feed | 01-MOV-HLS902 | 01-LVB-PPL-2112 BR 19,21,23 Inside HRSG SWG enclosure | Motor Operated Valve | 01-LVB-PPL-2112 | 480 V CIRCUIT BREACKER
HRSG 1 LP Steam Startup Vent Stop MOV PWR | 01-MOV-HLS905 | 01-LVB-PPL-2112 BR 14,16,18 Inside HRSG SWG enclosure | Motor Operated Valve | 01-LVB-PPL-2112 | 480 V CIRCUIT BREACKER
HRSG 1 LP Steam Outlet Stop Main PWR Feed | 01-MOV-HLS906 | 01-LVB-PPL-2112 BR 20,22,24 Inside HRSG SWG enclosure | Motor Operated Valve | 01-LVB-PPL-2112 | 480 V CIRCUIT BREACKER
HRSG 1 RHT Attemp Spray Water Stop PWR Feed | 01-MOV-HRS912 | 01-LVB-PPL-2112 BR 8,10,12 Inside HRSG SWG enclosure | Motor Operated Valve | 01-LVB-PPL-2112 | 480 V CIRCUIT BREACKER
HRSG 1 Reheat Attemp Loop Drain Pot PWR Feed | 01-MOV-HRS914 | 01-LVB-PPL-2112 BR 13.15.17 Inside HRSG SWG enclosure | Motor Operated Valve | 01-LVB-PPL-2112 | 480 V CIRCUIT BREACKER
FGS CMP A Starter ENCL OIL RSVR HTR 1/2 | 00-FGS-CPL-02A-200 | 01-LVB-PPL-2113 BR 7,9,11 Outside Chromatograph bldg | Heater | 01-LVB-PPL-2113 | 480 V CIRCUIT BREACKER
FGS CMP B Starter ENCL OIL RSVR HTR 1/2 | 00-FGS-CPL-02B | 01-LVB-PPL-2113 BR 8,10,12 Outside Chromatograph bldg | Heater | 01-LVB-PPL-2113 | 480 V CIRCUIT BREACKER
FGS CMP C Starter ENCL OIL RSVR HTR 1/2 | 00-FGS-CPL-02C-200 | 01-LVB-PPL-2113 BR 13,15,17 Outside Chromatograph bldg | Heater | 01-LVB-PPL-2113 | 480 V CIRCUIT BREACKER
FGS Cond Load Center XFMR | 01-LVB-PPL-21132 | 01-LVB-PPL-2113 BR 14,16,18 Outside Chromatograph bldg | Power Panel | 01-LVB-PPL-2113 | 480 V CIRCUIT BREACKER
FGS COMP N2 GEN HTR A | 00-FGS-JBX-03 | 01-LVB-PPL-2113 BR 25,27,29 Outside Chromatograph bldg |  | 01-LVB-PPL-2113 | 480 V CIRCUIT BREACKER
FGS COMP N2 GEN HTR B | 00-FGS-JBX-03 | 01-LVB-PPL-2113 BR 26,28,30 Outside Chromatograph bldg |  | 01-LVB-PPL-2113 | 480 V CIRCUIT BREACKER
FGS COMP N2 ENCL HTR A/B | 00-FGS-JBX-03 | 01-LVB-PPL-2113 BR 31,33,35 Outside Chromatograph bldg |  | 01-LVB-PPL-2113 | 480 V CIRCUIT BREACKER
UNIT 1 TURBINE BLDG ROOF EXH FAN DSW 11 480VAC | 01-HVC-DSW-11 | 01-LVB-PPL-21132 BR 1,3,5 Turbine Deck SE |  | 01-LVB-PPL-21132 | 480 V CIRCUIT BREACKER
UNIT 1 TURBINE BLDG ROOF EXH FAN DSW 13 480VAC | 01-HVC-DSW-13 | 01-LVB-PPL-21132 BR 7,9,11 Turbine Deck SE |  | 01-LVB-PPL-21132 | 480 V CIRCUIT BREACKER
UNIT 1 TURBINE BLDG ROOF EXH FAN DSW 15 480VAC | 01-HVC-DSW-15 | 01-LVB-PPL-21132 BR 13,15,17 Turbine Deck SE |  | 01-LVB-PPL-21132 | 480 V CIRCUIT BREACKER
UNIT 1 TURBINE BLDG ROOF EXH FAN DSW 17 480VAC | 01-HVC-DSW-17 | 01-LVB-PPL-21132 BR 19,21,23 Turbine Deck SE |  | 01-LVB-PPL-21132 | 480 V CIRCUIT BREACKER
UNIT 1 TURBINE BLDG AHU 11 DSW 480 VAC | 01-HVC-DSW-27 | 01-LVB-PPL-21132 BR 25,27,29 Turbine Deck SE |  | 01-LVB-PPL-21132 | 480 V CIRCUIT BREACKER
UNIT 1 TURBINE BLDG ROLL UP DOOR 1 480 VAC | 01-HVC-DOR-01 | 01-LVB-PPL-21132 BR 31,33,35 Turbine Deck SE |  | 01-LVB-PPL-21132 | 480 V CIRCUIT BREACKER
CONTRACT SPARE |  | 01-LVB-PPL-21132 BR 37,39,41 Turbine Deck SE |  | 01-LVB-PPL-21132 | 480 V CIRCUIT BREACKER
UNIT 1 TURBINE BLDG ROOF EXH FAN DSW 12 480VAC | 01-HVC-DSW-12 | 01-LVB-PPL-21132 BR 2,4,6 Turbine Deck SE |  | 01-LVB-PPL-21132 | 480 V CIRCUIT BREACKER
UNIT 1 TURBINE BLDG ROOF EXH FAN DSW 14 480VAC | 01-HVC-DSW-14 | 01-LVB-PPL-21132 BR 8,10,12 Turbine Deck SE |  | 01-LVB-PPL-21132 | 480 V CIRCUIT BREACKER
UNIT 1 TURBINE BLDG ROOF EXH FAN DSW 16 480VAC | 01-HVC-DSW-16 | 01-LVB-PPL-21132 BR 14,16,18 Turbine Deck SE |  | 01-LVB-PPL-21132 | 480 V CIRCUIT BREACKER
UNIT 1 TURBINE BLDG ROOF EXH FAN DSW 18 480VAC | 01-HVC-DSW-18 | 01-LVB-PPL-21132 BR 20,22,24 Turbine Deck SE |  | 01-LVB-PPL-21132 | 480 V CIRCUIT BREACKER
UNIT 1 TURBINE BLDG AHU 14 DSW 480 VAC | 01-HVC-DSW-30 | 01-LVB-PPL-21132 BR 26,28,30 Turbine Deck SE |  | 01-LVB-PPL-21132 | 480 V CIRCUIT BREACKER
CONTRACT SPARE |  | 01-LVB-PPL-21132 BR 32,34,36 Turbine Deck SE |  | 01-LVB-PPL-21132 | 480 V CIRCUIT BREACKER
CONTRACT SPARE |  | 01-LVB-PPL-21132 BR 38,40,42 Turbine Deck SE |  | 01-LVB-PPL-21132 | 480 V CIRCUIT BREACKER
UNIT 1 TUR BLDG 480-208/120V AC DIST XFR 2 | 01-LVB-PPL-21133 | 01-LVB-PPL-21133 BR 7,9,11 Turbine Deck SW | Power Panel | 01-LVB-PPL-21133 | 480 V CIRCUIT BREACKER
UNIT 1 LP DRAIN PUMPS HOIST 480VAC PWR FEED | 01-STP-HST-01 | 01-LVB-PPL-21133 BR 13,15,17 Turbine Deck SW |  | 01-LVB-PPL-21133 | 480 V CIRCUIT BREACKER
CONTRACT SPARE |  | 01-LVB-PPL-21133 BR 37,39,41 Turbine Deck SW |  | 01-LVB-PPL-21133 | 480 V CIRCUIT BREACKER
CONTRACT SPARE |  | 01-LVB-PPL-21133 BR 32,34,36 Turbine Deck SW |  | 01-LVB-PPL-21133 | 480 V CIRCUIT BREACKER
CONTRACT SPARE |  | 01-LVB-PPL-21133 BR 38,40,42 Turbine Deck SW |  | 01-LVB-PPL-21133 | 480 V CIRCUIT BREACKER
INA AIR COOLER A MAIN POWER FEED | 00-INA-CPL-03A | MVB, 01-LVB-SWB-171, BR 44 | Fan/Blower | 01-LVB-SWB-171 | 480 V CIRCUIT BREACKER
INA AIR COOLER B MAIN POWER FEED | 00-INA-CPL-03B | MVB, 01-LVB-SWB-171, BR 42 | Fan/Blower | 01-LVB-SWB-171 | 480 V CIRCUIT BREACKER
SWYD PPL 1 480VAC MAIN | 01-LVB-PPL-1711 | MVB, 01-LVB-SWB-171, BR 2 | Power Panel | 01-LVB-SWB-171 | 480 V CIRCUIT BREACKER
UPS SYSTEM UNIT 01 | 01-LVF-UPS-01 | MVB, 01-LVB-SWB-171, BR 4 |  | 01-LVB-SWB-171 | 480 V CIRCUIT BREACKER
UNIT 1 GSU CTRL PNL 480 VAC PWR MAIN 1 | 01-GSU-CPL-01 | MVB, 01-LVB-SWB-171, BR 6 | Control Power Feed | 01-LVB-SWB-171 | 480 V CIRCUIT BREACKER
10 TON HVAC UNIT - MAIN ROOM HVAC #5 |  | MVB, 01-LVB-SWB-171, BR 8 |  | 01-LVB-SWB-171 | 480 V CIRCUIT BREACKER
WELDING RECEPTACLE #1 |  | MVB, 01-LVB-SWB-171, BR 10 |  | 01-LVB-SWB-171 | 480 V CIRCUIT BREACKER
WELDING RECEPTACLE #2 |  | MVB, 01-LVB-SWB-171, BR 12 |  | 01-LVB-SWB-171 | 480 V CIRCUIT BREACKER
UNIT 1 125VDC BATTERY CHARGER A (MVB) | 01-LVE-CHG-01A | MVB, 01-LVB-SWB-171, BR 14 |  | 01-LVB-SWB-171 | 480 V CIRCUIT BREACKER
EDG AUX POWER XFMR 45KVA | 00-DSL-DSW-01 | MVB, 01-LVB-SWB-171, BR 22 |  | 01-LVB-SWB-171 | 480 V CIRCUIT BREACKER
UPS BYPASS TRANSFORMER | 00-LVF-XFR-01 | MVB, 01-LVB-SWB-171, BR 3 | Transformer | 01-LVB-SWB-171 | 480 V CIRCUIT BREACKER
UNIT 2 GSU CTRL PNL 480 VAC PWR MAIN 2 | 02-GSU-CPL-01 | MVB, 01-LVB-SWB-171, BR 7 | Control Power Feed | 01-LVB-SWB-171 | 480 V CIRCUIT BREACKER
10 TON HVAC UNIT - MAIN ROOM HVAC #7 |  | MVB, 01-LVB-SWB-171, BR 9 |  | 01-LVB-SWB-171 | 480 V CIRCUIT BREACKER
MV PDC XFMR 1 480-120/208VAC | 01-LVB-XFR-1712 | MVB, 01-LVB-SWB-171, BR 17 | Transformer | 01-LVB-SWB-171 | 480 V CIRCUIT BREACKER
UNIT 2 125VDC BATTERY CHARGER B | 02-LVE-CHG-01B | MVB, 01-LVB-SWB-171, BR 15 |  | 01-LVB-SWB-171 | 480 V CIRCUIT BREACKER
10 TON HVAC UNIT - MAIN ROOM HVAC #9 |  | MVB, 01-LVB-SWB-171, BR 11 |  | 01-LVB-SWB-171 | 480 V CIRCUIT BREACKER
UNIT 1 GEN EXCIT PKG AUX PWR SPLY 480 VAC | 01MKC01GP101 | MVB, 01-LVB-SWB-171, BR 26 |  | 01-LVB-SWB-171 | 480 V CIRCUIT BREACKER
UNIT 1 UAT AREA WELDING RECEPT | 01-LVB-RCP-03 | MVB, 01-LVB-SWB-171, BR 31 |  | 01-LVB-SWB-171 | 480 V CIRCUIT BREACKER
UNIT 1 TURBINE BLDG WELDING RECEPT | 01-LVB-RCP-01 | MVB, 01-LVB-SWB-171, BR 33 |  | 01-LVB-SWB-171 | 480 V CIRCUIT BREACKER
AQUEOUS AMMONIA TNK AREA WELDING RECEPT | 00-LVB-RCP-03 | MVB, 01-LVB-SWB-171, BR 35 |  | 01-LVB-SWB-171 | 480 V CIRCUIT BREACKER
UNIT 1 GT SFC PKG AUX PWR SPLY 480 VAC | 01MKE01GP101 | MVB, 01-LVB-SWB-171, BR 37 |  | 01-LVB-SWB-171 | 480 V CIRCUIT BREACKER
GT CMP BLADE WASHING DEVICE CTRL PNL MAIN | 00SDD01GH001 | MVB, 01-LVB-SWB-171, BR 43 |  | 01-LVB-SWB-171 | 480 V CIRCUIT BREACKER
10kW ROOM HEATER #1 |  | MVB, 01-LVB-SWB-171, BR 47 |  | 01-LVB-SWB-171 | 480 V CIRCUIT BREACKER
10kW ROOM HEATER #3 |  | MVB, 01-LVB-SWB-171, BR 49 |  | 01-LVB-SWB-171 | 480 V CIRCUIT BREACKER
5 TON HVAC - BATTERY ROOM UNIT #1 |  | MVB, 01-LVB-SWB-171, BR 51 |  | 01-LVB-SWB-171 | 480 V CIRCUIT BREACKER
UAT 2 CTRL PNL 480 VAC PWR MAIN 2 | 00-UAT-CPL-02 | MVB, 01-LVB-SWB-171, BR 53 | Control Power Feed | 01-LVB-SWB-171 | 480 V CIRCUIT BREACKER
UAT 1 CTRL PNL 480 VAC PWR MAIN 1 | 00-UAT-CPL-01 | MVB, 01-LVB-SWB-171, BR 55 | Control Power Feed | 01-LVB-SWB-171 | 480 V CIRCUIT BREACKER
UNIT 1 GCB CPL MAIN 480 VAC | 01-GEN-CPL-01 | MVB, 01-LVB-SWB-171, BR 57 | Control Power Feed | 01-LVB-SWB-171 | 480 V CIRCUIT BREACKER
WAREHOUSE BUILDING LOAD BKR | 01-LVB-DSW-1713 | MVB, 01-LVB-SWB-171, BR 26 |  | 01-LVB-SWB-171 | 480 V CIRCUIT BREACKER
10kW ROOM HEATER #2 |  | MVB, 01-LVB-SWB-171, BR 48 |  | 01-LVB-SWB-171 | 480 V CIRCUIT BREACKER
5 TON HVAC - BATTERY ROOM UNIT #3 |  | MVB, 01-LVB-SWB-171, BR 52 |  | 01-LVB-SWB-171 | 480 V CIRCUIT BREACKER
SAT 21 CTRL PNL 480 VAC PWR MAIN 2 | 00-SAT-CPL-21 | MVB, 01-LVB-SWB-171, BR 54 | Control Power Feed | 01-LVB-SWB-171 | 480 V CIRCUIT BREACKER
SAT 11 CTRL PNL 480 VAC PWR MAIN 1 | 00-SAT-CPL-11 | MVB, 01-LVB-SWB-171, BR 56 | Control Power Feed | 01-LVB-SWB-171 | 480 V CIRCUIT BREACKER
UNIT 1 TURBINE BUILDING 480V PANELBOARD SW |  | 01-LVB-SWB-2113 BR NE corner turbine bldg | Power Panel | 01-LVB-SWB-2113
UNIT 1 TUR BLDG 480V/208-120V AC DIST XFR 1 |  | 01-LVB-SWB-2113 BR NE corner turbine bldg |  | 01-LVB-SWB-2113
UNIT 1 TURBINE BUILDING 480V PANELBOARD SE |  | 01-LVB-SWB-2113 BR NE corner turbine bldg | Power Panel | 01-LVB-SWB-2113
U1 BOP ESS SWITCHBOARD | 01-LVB-SWB-171 | MV BLDG, 01-LVB-SWG-17, CUBICLE02A |  | 01-LVB-SWG-17 | 480 V RACK OUT BREAKER
U1 MHI MCC | 01BFJ01 | MV BLDG, 01-LVB-SWG-17, CUBICLE02D |  | 01-LVB-SWG-17 | 480 V RACK OUT BREAKER
U1 MHI ESS MCC | 01BMC01 | MV BLDG, 01-LVB-SWG-17, CUBICLE02B |  | 01-LVB-SWG-17 | 480 V RACK OUT BREAKER
U2 MHI ESS MCC | 02BMC01 | MV BLDG, 01-LVB-SWG-17, CUBICLE03A |  | 01-LVB-SWG-17 | 480 V RACK OUT BREAKER
EDG TO SWG-17 | 00-GEN-NSB-01 | MV BLDG, 01-LVB-SWG-17, CUBICLE04A |  | 01-LVB-SWG-17 | 480 V RACK OUT BREAKER
TIE BREAKER SWG 17 AND 27 |  | MV BLDG, 01-LVB-SWG-17 |  | 01-LVB-SWG-17 | 480 V RACK OUT BREAKER
INTERIOR LIGHTING |  | 01-LVD-PPL-1111 BR Inside HRSG SWG enclosure |  | 01-LVD-PPL-1111 | 208/120VAC CIRCUIT BREAKER
EXTERIOR GFCI RECEPTACLES |  | 01-LVD-PPL-1111 BR Inside HRSG SWG enclosure |  | 01-LVD-PPL-1111 | 208/120VAC CIRCUIT BREAKER
INTERIOR GFCI RECEPTACLES |  | 01-LVD-PPL-1111 BR Inside HRSG SWG enclosure |  | 01-LVD-PPL-1111 | 208/120VAC CIRCUIT BREAKER
EXTERIOR LIGHTS HRSG ENCLOSURE 120VAC | 01-LTG-CNT-1111 | 01-LVD-PPL-1111 BR Inside HRSG SWG enclosure |  | 01-LVD-PPL-1111 | 208/120VAC CIRCUIT BREAKER
MCC-111 SECTION SPACE HEATER SUPPLY #1 |  | 01-LVD-PPL-1111 BR Inside HRSG SWG enclosure |  | 01-LVD-PPL-1111 | 208/120VAC CIRCUIT BREAKER
LIGHTING CONTACTOR COIL 120VAC | 01-LTG-CNT-1111 | 01-LVD-PPL-1111 BR Inside HRSG SWG enclosure |  | 01-LVD-PPL-1111 | 208/120VAC CIRCUIT BREAKER
HVAC 1 PRESSURIZATION MODULE |  | 01-LVD-PPL-1111 BR Inside HRSG SWG enclosure |  | 01-LVD-PPL-1111 | 208/120VAC CIRCUIT BREAKER
HVAC 2 PRESSURIZATION MODULE |  | 01-LVD-PPL-1111 BR Inside HRSG SWG enclosure |  | 01-LVD-PPL-1111 | 208/120VAC CIRCUIT BREAKER
LV SWGR 11/21 SPACE HEATER SUPPLY #1 |  | 01-LVD-PPL-1111 BR Inside HRSG SWG enclosure |  | 01-LVD-PPL-1111 | 208/120VAC CIRCUIT BREAKER
NSBD - 11 SPACE HEATER SUPPLY |  | 01-LVD-PPL-1111 BR Inside HRSG SWG enclosure |  | 01-LVD-PPL-1111 | 208/120VAC CIRCUIT BREAKER
MCC-111 MOTOR SPACE HEATER SUPPLY #1 |  | 01-LVD-PPL-1111 BR Inside HRSG SWG enclosure |  | 01-LVD-PPL-1111 | 208/120VAC CIRCUIT BREAKER
HVAC 4 PRESSURIZATION MODULE |  | 01-LVD-PPL-1111 BR Inside HRSG SWG enclosure |  | 01-LVD-PPL-1111 | 208/120VAC CIRCUIT BREAKER
HVAC 3 PRESSURIZATION MODULE |  | 01-LVD-PPL-1111 BR Inside HRSG SWG enclosure |  | 01-LVD-PPL-1111 | 208/120VAC CIRCUIT BREAKER
HVAC 6 PRESSURIZATION MODULE |  | 01-LVD-PPL-1111 BR Inside HRSG SWG enclosure |  | 01-LVD-PPL-1111 | 208/120VAC CIRCUIT BREAKER
HVAC 5 PRESSURIZATION MODULE |  | 01-LVD-PPL-1111 BR Inside HRSG SWG enclosure |  | 01-LVD-PPL-1111 | 208/120VAC CIRCUIT BREAKER
HRSG 01 ELEC ENCL LCAL FIRE ALRM CPL NODE #7 | 00-FPS-PNL-07 | 01-LVD-PPL-1111 BR Inside HRSG SWG enclosure |  | 01-LVD-PPL-1111 | 208/120VAC CIRCUIT BREAKER
DCS CAB 00-DCS-CAB-60 UTILITY POWER |  | 01-LVD-PPL-1111 BR Inside HRSG SWG enclosure |  | 01-LVD-PPL-1111 | 208/120VAC CIRCUIT BREAKER
PRESSURE MONITORING PANEL |  | 01-LVD-PPL-1111 BR Inside HRSG SWG enclosure |  | 01-LVD-PPL-1111 | 208/120VAC CIRCUIT BREAKER
MCC 111 SPACE HEATER 2 |  | 01-LVD-PPL-1111 BR Inside HRSG SWG enclosure |  | 01-LVD-PPL-1111 | 208/120VAC CIRCUIT BREAKER
CONVENIENCE RECPTS UNIT 1 PIPE RACK | 01-0201-R1 | 01-LVD-PPL-1111 BR Inside HRSG SWG enclosure |  | 01-LVD-PPL-1111 | 208/120VAC CIRCUIT BREAKER
CONV. RECPTS UNIT 1 PIPE RACK GROUND LEVEL | 01-0101-R1 | 01-LVD-PPL-1111 BR Inside HRSG SWG enclosure |  | 01-LVD-PPL-1111 | 208/120VAC CIRCUIT BREAKER
CONV. RECEPT UNIT 1 HRSG GROUND LEVEL | 01-0401-R1 | 01-LVD-PPL-1111 BR Inside HRSG SWG enclosure |  | 01-LVD-PPL-1111 | 208/120VAC CIRCUIT BREAKER
CONVENIENCE RECPT FUEL GAS AREA | 00-0101-R1 | 01-LVD-PPL-1111 BR Inside HRSG SWG enclosure |  | 01-LVD-PPL-1111 | 208/120VAC CIRCUIT BREAKER
UNIT 1 PIPE RACK GROUND LEVEL LIGHTS 208VAC | 01-LTG-CNT-1111 | 01-LVD-PPL-1111 BR Inside HRSG SWG enclosure |  | 01-LVD-PPL-1111 | 208/120VAC CIRCUIT BREAKER
UNIT 1 PIPE RACK GROUND LEVEL LIGHTS 208VAC | 01-LTG-CNT-1111 | 01-LVD-PPL-1111 BR Inside HRSG SWG enclosure |  | 01-LVD-PPL-1111 | 208/120VAC CIRCUIT BREAKER
UNIT 1 ACHE & COMPR. AREA GRND LEVEL LIGHTS | 01-LTG-CNT-1111 | 01-LVD-PPL-1111 BR Inside HRSG SWG enclosure |  | 01-LVD-PPL-1111 | 208/120VAC CIRCUIT BREAKER
UNIT 1 BELOW HRSG LIGHTS 208VAC | 01-LTG-CNT-1111 | 01-LVD-PPL-1111 BR Inside HRSG SWG enclosure |  | 01-LVD-PPL-1111 | 208/120VAC CIRCUIT BREAKER
FUEL GAS AREA LIGHTS 208VAC | 01-LTG-CNT-1111 | 01-LVD-PPL-1111 BR Inside HRSG SWG enclosure |  | 01-LVD-PPL-1111 | 208/120VAC CIRCUIT BREAKER
INTERIOR LIGHTING |  | 01-LVD-PPL-1311, BR1ACC MCC enclosure |  | 01-LVD-PPL-1311 | 208/120VAC CIRCUIT BREAKER
INTERIOR GFCI RECEPTACLES |  | 01-LVD-PPL-1311, BR3ACC MCC enclosure |  | 01-LVD-PPL-1311 | 208/120VAC CIRCUIT BREAKER
EXTERIOR GFCI RECEPTACLES |  | 01-LVD-PPL-1311, BR5ACC MCC enclosure |  | 01-LVD-PPL-1311 | 208/120VAC CIRCUIT BREAKER
MCC-131 SECTION HEATER SUPPLY #1 | 01-ACC-MCC-131 | 01-LVD-PPL-1311, BR7ACC MCC enclosure |  | 01-LVD-PPL-1311 | 208/120VAC CIRCUIT BREAKER
MCC-131 SECTION HEATER SUPPLY #2 | 01-ACC-MCC-131 | 01-LVD-PPL-1311, BR9ACC MCC enclosure |  | 01-LVD-PPL-1311 | 208/120VAC CIRCUIT BREAKER
MCC-231 MOTOR SPACE HEATER SUPPLY | 01-ACC-MCC-231 | 01-LVD-PPL-1311, BR11ACC MCC enclosure |  | 01-LVD-PPL-1311 | 208/120VAC CIRCUIT BREAKER
ACC 1 LRVP SEP TNK SEAL WTR HTR 888 120VAC | 01-ARM-HTR-888 | 01-LVD-PPL-1311, BR13ACC MCC enclosure | Heater | 01-LVD-PPL-1311 | 208/120VAC CIRCUIT BREAKER
UNIT 1 ACC FAN GRBX OIL HTR 04B | 01-ACC-HTR-04B | 01-LVD-PPL-1311, BR15ACC MCC enclosure | Heater | 01-LVD-PPL-1311 | 208/120VAC CIRCUIT BREAKER
UTILITY POWER-LIGHT/ 120VAC | 00-DCS-CAB-10 | 01-LVD-PPL-1311, BR17ACC MCC enclosure |  | 01-LVD-PPL-1311 | 208/120VAC CIRCUIT BREAKER
HVAC 3 PRESSURIZATION MODULE |  | 01-LVD-PPL-1311, BR21ACC MCC enclosure |  | 01-LVD-PPL-1311 | 208/120VAC CIRCUIT BREAKER
HVAC 5 PRESSURIZATION MODULE |  | 01-LVD-PPL-1311, BR23ACC MCC enclosure |  | 01-LVD-PPL-1311 | 208/120VAC CIRCUIT BREAKER
CONVENIENCE RECPTS UNIT 1 ACC GROUND LEVEL | 01-0501-R1 | 01-LVD-PPL-1311, BR29ACC MCC enclosure |  | 01-LVD-PPL-1311 | 208/120VAC CIRCUIT BREAKER
ACC 1 LIGHTING - GROUND LEVEL 208VAC | 01-LTG-CNT-1311 | 01-LVD-PPL-1311, BR31/33ACC MCC enclosure |  | 01-LVD-PPL-1311 | 208/120VAC CIRCUIT BREAKER
ACC 1 LIGHTING - GROUND LEVEL 208VAC | 01-LTG-CNT-1311 | 01-LVD-PPL-1311, BR35/37ACC MCC enclosure |  | 01-LVD-PPL-1311 | 208/120VAC CIRCUIT BREAKER
EXTERIOR LIGHTS ACC ENCLOSURE 120VAC | 01-LTG-CNT-1311 | 01-LVD-PPL-1311, BR2ACC MCC enclosure |  | 01-LVD-PPL-1311 | 208/120VAC CIRCUIT BREAKER
ACC 1 LIGHTING CONTACTOR COIL | 01-LTG-CNT-1311 | 01-LVD-PPL-1311, BR4ACC MCC enclosure |  | 01-LVD-PPL-1311 | 208/120VAC CIRCUIT BREAKER
ACC 1 LRVP SEP TNK SEAL WTR HTR 895 120VAC | 01-ARM-HTR-895 | 01-LVD-PPL-1311, BR6ACC MCC enclosure | Heater | 01-LVD-PPL-1311 | 208/120VAC CIRCUIT BREAKER
MCC-131 MOTOR SPACE HEATER SUPPLY | 01-ACC-MCC-131 | 01-LVD-PPL-1311, BR8ACC MCC enclosure |  | 01-LVD-PPL-1311 | 208/120VAC CIRCUIT BREAKER
MCC-231 HEATER BUS. | 01-ACC-MCC-231 | 01-LVD-PPL-1311, BR10ACC MCC enclosure |  | 01-LVD-PPL-1311 | 208/120VAC CIRCUIT BREAKER
MCC-231 HEATER BUS. | 01-ACC-MCC-231 | 01-LVD-PPL-1311, BR12ACC MCC enclosure |  | 01-LVD-PPL-1311 | 208/120VAC CIRCUIT BREAKER
NON-SEG SPACE HTR MCC-231, M1 | 01-LVB-NSB-23 | 01-LVD-PPL-1311, BR14ACC MCC enclosure |  | 01-LVD-PPL-1311 | 208/120VAC CIRCUIT BREAKER
NON-SEG SPACE HTR MCC-231, M2 | 01-LVB-NSB-23 | 01-LVD-PPL-1311, BR16ACC MCC enclosure |  | 01-LVD-PPL-1311 | 208/120VAC CIRCUIT BREAKER
HVAC 2 PRESSURIZATION MODULE |  | 01-LVD-PPL-1311, BR18ACC MCC enclosure |  | 01-LVD-PPL-1311 | 208/120VAC CIRCUIT BREAKER
UNIT 1 ACC FAN GRBX OIL HTR 04C | 01-ACC-HTR-04C | 01-LVD-PPL-1311, BR20ACC MCC enclosure | Heater | 01-LVD-PPL-1311 | 208/120VAC CIRCUIT BREAKER
ACC 1 LRVP SEP TNK SEAL WTR HTR 901 120VAC | 01-ARM-HTR-901 | 01-LVD-PPL-1311, BR22ACC MCC enclosure | Heater | 01-LVD-PPL-1311 | 208/120VAC CIRCUIT BREAKER
ACC 1 LRVP SEP TNK SEAL WTR HTR 911 120VAC | 01-ARM-HTR-911 | 01-LVD-PPL-1311, BR24ACC MCC enclosure | Heater | 01-LVD-PPL-1311 | 208/120VAC CIRCUIT BREAKER
ACC 1 LRVP SEP TNK SEAL WTR HTR 919 120VAC | 01-ARM-HTR-919 | 01-LVD-PPL-1311, BR26ACC MCC enclosure | Heater | 01-LVD-PPL-1311 | 208/120VAC CIRCUIT BREAKER
ACC 1 LIGHTING - GROUND LEVEL 208VAC | 01-LTG-CNT-1311 | 01-LVD-PPL-1311, BR30/32ACC MCC enclosure |  | 01-LVD-PPL-1311 | 208/120VAC CIRCUIT BREAKER
ACC 1 LIGHTING - GROUND LEVEL 208VAC | 01-LTG-CNT-1311 | 01-LVD-PPL-1311, BR34/36ACC MCC enclosure |  | 01-LVD-PPL-1311 | 208/120VAC CIRCUIT BREAKER
UNIT 1 OIL-IN-WATER ANALYZER PWR 120VAC | 01-WDR-PNL-02 | 01-LVD-PPL-2111 BR 1 Inside HRSG SWG enclosure |  | 01-LVD-PPL-2111 | 208/120VAC CIRCUIT BREAKER
UNIT 1 CT WASH WTR DRAINS TNK PWR 120VAC | 01-CTP-CPL-01 | 01-LVD-PPL-2111 BR 3 Inside HRSG SWG enclosure | Control Power Feed | 01-LVD-PPL-2111 | 208/120VAC CIRCUIT BREAKER
MCC-211 SECTION SPACE HEATER SUPPLY #1 |  | 01-LVD-PPL-2111 BR 5 Inside HRSG SWG enclosure |  | 01-LVD-PPL-2111 | 208/120VAC CIRCUIT BREAKER
HRG 1 DCT BNR MAIN 120VAC | 01-BUR-CPL-01 | 01-LVD-PPL-2111 BR 7 Inside HRSG SWG enclosure | Control Power Feed | 01-LVD-PPL-2111 | 208/120VAC CIRCUIT BREAKER
VIB MONITOR 01-VMS-CPL-01 UTILITY POWER |  | 01-LVD-PPL-2111 BR 9 Inside HRSG SWG enclosure |  | 01-LVD-PPL-2111 | 208/120VAC CIRCUIT BREAKER
MCC-211 MOTOR SPACE HEATER SUPPLY #1 |  | 01-LVD-PPL-2111 BR 11 Inside HRSG SWG enclosure |  | 01-LVD-PPL-2111 | 208/120VAC CIRCUIT BREAKER
FGS CMP B CPL MAIN 120VAC | 00-FGS-CPL-01B | 01-LVD-PPL-2111 BR 13 Inside HRSG SWG enclosure | Control Power Feed | 01-LVD-PPL-2111 | 208/120VAC CIRCUIT BREAKER
MVA XFR HRSG 1 B - SUS HEATERS | 01-MVA-XFR-21 | 01-LVD-PPL-2111 BR 15 Inside HRSG SWG enclosure | Transformer | 01-LVD-PPL-2111 | 208/120VAC CIRCUIT BREAKER
DCS CAB 00-DCS-CAB-70 UTILITY POWER |  | 01-LVD-PPL-2111 BR 17 Inside HRSG SWG enclosure |  | 01-LVD-PPL-2111 | 208/120VAC CIRCUIT BREAKER
CONTRACT SPARE |  | 01-LVD-PPL-2111 BR 19 Inside HRSG SWG enclosure |  | 01-LVD-PPL-2111 | 208/120VAC CIRCUIT BREAKER
CONTRACT SPARE |  | 01-LVD-PPL-2111 BR 21 Inside HRSG SWG enclosure |  | 01-LVD-PPL-2111 | 208/120VAC CIRCUIT BREAKER
CONTRACT SPARE |  | 01-LVD-PPL-2111 BR 23 Inside HRSG SWG enclosure |  | 01-LVD-PPL-2111 | 208/120VAC CIRCUIT BREAKER
MCC-211 SECTION SPACE HEATER SUPPLY #2 |  | 01-LVD-PPL-2111 BR 25 Inside HRSG SWG enclosure |  | 01-LVD-PPL-2111 | 208/120VAC CIRCUIT BREAKER
CONTRACT SPARE |  | 01-LVD-PPL-2111 BR 27 Inside HRSG SWG enclosure |  | 01-LVD-PPL-2111 | 208/120VAC CIRCUIT BREAKER
CONVENIENCE RECPT UNIT 1 ACHE | 01-1201-R1 | 01-LVD-PPL-2111 BR 29 Inside HRSG SWG enclosure |  | 01-LVD-PPL-2111 | 208/120VAC CIRCUIT BREAKER
UNIT 1 PIPE RACK PLATFORM LIGHTING 208VAC | 01-LTG-CNT-2111 | 01-LVD-PPL-2111 BR 31,33 Inside HRSG SWG enclosure |  | 01-LVD-PPL-2111 | 208/120VAC CIRCUIT BREAKER
UNIT 1 ACHE UPPER DECK LIGHTING 208VAC | 01-LTG-CNT-2111 | 01-LVD-PPL-2111 BR 35,37 Inside HRSG SWG enclosure |  | 01-LVD-PPL-2111 | 208/120VAC CIRCUIT BREAKER
UNIT 1 BFP A SOUND ENCLOSURE EXHAUST FAN PWR FEED | 01-BFW-PNL-01A | 01-LVD-PPL-2111 BR 39 Inside HRSG SWG enclosure |  | 01-LVD-PPL-2111 | 208/120VAC CIRCUIT BREAKER
UNIT 1 BFP B SOUND ENCLOSURE EXHAUST FAN PWR FEED | 01-BFW-PNL-01B | 01-LVD-PPL-2111 BR 41 Inside HRSG SWG enclosure |  | 01-LVD-PPL-2111 | 208/120VAC CIRCUIT BREAKER
GS CMP N2 GENERATOR CTRL PNL MAIN 120VAC | 00-FGS-JBX-03 | 01-LVD-PPL-2111 BR 2 Inside HRSG SWG enclosure |  | 01-LVD-PPL-2111 | 208/120VAC CIRCUIT BREAKER
FGS CMP A CPL MAIN 120VAC | 00-FGS-CPL-01A | 01-LVD-PPL-2111 BR 4 Inside HRSG SWG enclosure | Control Power Feed | 01-LVD-PPL-2111 | 208/120VAC CIRCUIT BREAKER
LIGHTING CONTACTOR COIL120VAC | 01-LTG-CNT-2111 | 01-LVD-PPL-2111 BR 6 Inside HRSG SWG enclosure |  | 01-LVD-PPL-2111 | 208/120VAC CIRCUIT BREAKER
MVA XFR HRSG 1 A - SUS HEATERS | 01-MVA-XFR-11 | 01-LVD-PPL-2111 BR 8 Inside HRSG SWG enclosure | Transformer | 01-LVD-PPL-2111 | 208/120VAC CIRCUIT BREAKER
NSBD - 21 SPACE HEATER SUPPLY |  | 01-LVD-PPL-2111 BR 10 Inside HRSG SWG enclosure |  | 01-LVD-PPL-2111 | 208/120VAC CIRCUIT BREAKER
INA CMP CTRL PWR FEED | 00-INA-CPL-01 | 01-LVD-PPL-2111 BR 12 Inside HRSG SWG enclosure | Control Power Feed | 01-LVD-PPL-2111 | 208/120VAC CIRCUIT BREAKER
FGS CMP C CPL MAIN 120VAC | 00-FGS-CPL-01C | 01-LVD-PPL-2111 BR 14 Inside HRSG SWG enclosure | Control Power Feed | 01-LVD-PPL-2111 | 208/120VAC CIRCUIT BREAKER
UNIT 1 SCR SKID SAFETY SHWR 120 VAC MAIN | 00-PWS-JBX-04 | 01-LVD-PPL-2111 BR 16 Inside HRSG SWG enclosure |  | 01-LVD-PPL-2111 | 208/120VAC CIRCUIT BREAKER
UNIT 2 OIL-IN-WATER ANALYZER PWR 120VAC | 02-WDR-PNL-02 | 01-LVD-PPL-2111 BR 18 Inside HRSG SWG enclosure |  | 01-LVD-PPL-2111 | 208/120VAC CIRCUIT BREAKER
CONTRACT SPARE |  | 01-LVD-PPL-2111 BR 20 Inside HRSG SWG enclosure |  | 01-LVD-PPL-2111 | 208/120VAC CIRCUIT BREAKER
CONTRACT SPARE |  | 01-LVD-PPL-2111 BR 22 Inside HRSG SWG enclosure |  | 01-LVD-PPL-2111 | 208/120VAC CIRCUIT BREAKER
CONTRACT SPARE |  | 01-LVD-PPL-2111 BR 24 Inside HRSG SWG enclosure |  | 01-LVD-PPL-2111 | 208/120VAC CIRCUIT BREAKER
CONTRACT SPARE |  | 01-LVD-PPL-2111 BR 26 Inside HRSG SWG enclosure |  | 01-LVD-PPL-2111 | 208/120VAC CIRCUIT BREAKER
CONTRACT SPARE |  | 01-LVD-PPL-2111 BR 28 Inside HRSG SWG enclosure |  | 01-LVD-PPL-2111 | 208/120VAC CIRCUIT BREAKER
EXTERIOR LIGTHS UNIT 1 PIPE RACK PLATFORMS 208VAC | 01-LTG-CNT-2111 | 01-LVD-PPL-2111 BR 30,32 Inside HRSG SWG enclosure |  | 01-LVD-PPL-2111 | 208/120VAC CIRCUIT BREAKER
UNIT 1 ACHE UPPER DECK LIGHTING 208VAC | 01-LTG-CNT-2111 | 01-LVD-PPL-2111 BR 34,36 Inside HRSG SWG enclosure |  | 01-LVD-PPL-2111 | 208/120VAC CIRCUIT BREAKER
PRESSURE REDUCTION UNIT HEATED REGULATOR 120 VAC | 00MBP01CQ105 | 01-LVD-PPL-2111 BR 38 Inside HRSG SWG enclosure |  | 01-LVD-PPL-2111 | 208/120VAC CIRCUIT BREAKER
LIGHTING CONTACTOR | 01-LTG-CNT-21111 | 01-LVD-PPL-21111 BR 6 Top of HRSG HP drum |  | 01-LVD-PPL-21111 | 208/120VAC CIRCUIT BREAKER
HRSG 1 HP DRUM ENCLOSURE HTR PWR FEED 208VAC | 01-HRG-HTR-01 | 01-LVD-PPL-21111 BR 14,16,18 Top of HRSG HP drum | Heater | 01-LVD-PPL-21111 | 208/120VAC CIRCUIT BREAKER
HRSG 1 HP DRUM ENCL FAN/LOUVER/THRMSTT FEED | 01-HRG-ENC-02 | 01-LVD-PPL-21111 BR 19 Top of HRSG HP drum |  | 01-LVD-PPL-21111 | 208/120VAC CIRCUIT BREAKER
HRSG 1 IP LP DRUM ENCL FAN/LOUVER/THRMSTT FEED | 01-HRG-ENC-03 | 01-LVD-PPL-21111 BR 21 Top of HRSG HP drum |  | 01-LVD-PPL-21111 | 208/120VAC CIRCUIT BREAKER
HRSG 1 IP LP DRUM ENCLOSURE HTR FEED 208VAC | 01-HRG-HTR-02 | 01-LVD-PPL-21111 BR 20,22,24 Top of HRSG HP drum | Heater | 01-LVD-PPL-21111 | 208/120VAC CIRCUIT BREAKER
HRSG 1 HP DRUM LVL GAUGE PWR FEED | 01-LG-HHS905A | 01-LVD-PPL-21111 BR 26 Top of HRSG HP drum |  | 01-LVD-PPL-21111 | 208/120VAC CIRCUIT BREAKER
CONVENIENCE RECPTS HRSG 1 PLATFORMS | 01-0301-R1 | 01-LVD-PPL-21111 BR 29 Top of HRSG HP drum |  | 01-LVD-PPL-21111 | 208/120VAC CIRCUIT BREAKER
UNIT 1 HRSG PIPE RACK PLATFORM LIGHTING 208VAC | 01-LTG-CNT-21111 | 01-LVD-PPL-21111 BR 31,33 Top of HRSG HP drum |  | 01-LVD-PPL-21111 | 208/120VAC CIRCUIT BREAKER
UNIT 1 HRSG PIPE RACK PLATFORM LIGHTING 208VAC | 01-LTG-CNT-21111 | 01-LVD-PPL-21111 BR 30,32 Top of HRSG HP drum |  | 01-LVD-PPL-21111 | 208/120VAC CIRCUIT BREAKER
UNIT 1 HRSG ACHE UPPDER DECK LIGHTING 208VAC | 01-LTG-CNT-21111 | 01-LVD-PPL-21111 BR 35,37 Top of HRSG HP drum |  | 01-LVD-PPL-21111 | 208/120VAC CIRCUIT BREAKER
UNIT 1 HRSG ACHE UPPDER DECK LIGHTING 208VAC | 01-LTG-CNT-21111 | 01-LVD-PPL-21111 BR 34,36 Top of HRSG HP drum |  | 01-LVD-PPL-21111 | 208/120VAC CIRCUIT BREAKER
LIGHTING CONTACTOR COIL 120VAC | 01-LTG-CNT-21131 | 01-LVD-PPL-21131 BR 1 NE corner turbine bldg |  | 01-LVD-PPL-21131 | 208/120VAC CIRCUIT BREAKER
UNIT 1 TURBINE BLDG EAST WALL INTAKE LOUVER 19 | 01-HVC-LVR-19 | 01-LVD-PPL-21131 BR 3 NE corner turbine bldg |  | 01-LVD-PPL-21131 | 208/120VAC CIRCUIT BREAKER
UNIT 1 TURBINE BLDG GAS HEATER FAN 14 120 VAC | 01-HVC-HTR-14 | 01-LVD-PPL-21131 BR 5 NE corner turbine bldg | Heater | 01-LVD-PPL-21131 | 208/120VAC CIRCUIT BREAKER
UNIT 1 TURBINE BLDG GAS HEATER FAN 15 120 VAC | 01-HVC-HTR-15 | 01-LVD-PPL-21131 BR 7 NE corner turbine bldg | Heater | 01-LVD-PPL-21131 | 208/120VAC CIRCUIT BREAKER
UNIT 1 TURBINE BLDG GAS HEATER FAN 16 120 VAC | 01-HVC-HTR-16 | 01-LVD-PPL-21131 BR 9 NE corner turbine bldg | Heater | 01-LVD-PPL-21131 | 208/120VAC CIRCUIT BREAKER
UNIT 1 TURBINE HVAC CONTROL PANEL 12 120 VAC | 01-HVC-CPL-12 | 01-LVD-PPL-21131 BR 11 NE corner turbine bldg | Control Power Feed | 01-LVD-PPL-21131 | 208/120VAC CIRCUIT BREAKER
UNIT 1 TURBINE HVAC CONTROL PANEL 2 120 VAC | 01-HVC-CPL-11 | 01-LVD-PPL-21131 BR 13 NE corner turbine bldg | Control Power Feed | 01-LVD-PPL-21131 | 208/120VAC CIRCUIT BREAKER
ST 1 DRNS SUMP PMP CTRL PNL REDUNDANT 2 120VAC | 01-PDR-CPL-01 | 01-LVD-PPL-21131 BR 15 NE corner turbine bldg | Control Power Feed | 01-LVD-PPL-21131 | 208/120VAC CIRCUIT BREAKER
CONTRACT SPARE |  | 01-LVD-PPL-21131 BR 19 NE corner turbine bldg |  | 01-LVD-PPL-21131 | 208/120VAC CIRCUIT BREAKER
CONTRACT SPARE |  | 01-LVD-PPL-21131 BR 21 NE corner turbine bldg |  | 01-LVD-PPL-21131 | 208/120VAC CIRCUIT BREAKER
CONTRACT SPARE |  | 01-LVD-PPL-21131 BR 23 NE corner turbine bldg |  | 01-LVD-PPL-21131 | 208/120VAC CIRCUIT BREAKER
CONTRACT SPARE |  | 01-LVD-PPL-21131 BR 25 NE corner turbine bldg |  | 01-LVD-PPL-21131 | 208/120VAC CIRCUIT BREAKER
CONTRACT SPARE |  | 01-LVD-PPL-21131 BR 27 NE corner turbine bldg |  | 01-LVD-PPL-21131 | 208/120VAC CIRCUIT BREAKER
CONVENIENCE RECPTS UNIT 1 TURBINE BUILDING | 01-1001-R1 | 01-LVD-PPL-21131 BR 29 NE corner turbine bldg |  | 01-LVD-PPL-21131 | 208/120VAC CIRCUIT BREAKER
UNIT 1 TURBINE BLDG HIGH BAY LIGHTS 208VAC | 01-LTG-CNT-21131 | 01-LVD-PPL-21131 BR 31,33 NE corner turbine bldg |  | 01-LVD-PPL-21131 | 208/120VAC CIRCUIT BREAKER
UNIT 1 TURBINE BLDG PIT LIGHTS 208VAC | 01-LTG-CNT-21131 | 01-LVD-PPL-21131 BR 39,41 NE corner turbine bldg |  | 01-LVD-PPL-21131 | 208/120VAC CIRCUIT BREAKER
UNIT 1 TURBINE BLDG EAST WALL INTAKE LOUVER 18 | 01-HVC-LVR-18 | 01-LVD-PPL-21131 BR 4 NE corner turbine bldg |  | 01-LVD-PPL-21131 | 208/120VAC CIRCUIT BREAKER
UNIT 1 TURBINE BLDG GAS HEATER FAN 17 120 VAC | 01-HVC-HTR-17 | 01-LVD-PPL-21131 BR 6 NE corner turbine bldg | Heater | 01-LVD-PPL-21131 | 208/120VAC CIRCUIT BREAKER
UNIT 1 TURBINE BLDG GAS HEATER FAN 18 120 VAC | 01-HVC-HTR-18 | 01-LVD-PPL-21131 BR 8 NE corner turbine bldg | Heater | 01-LVD-PPL-21131 | 208/120VAC CIRCUIT BREAKER
UNIT 1 TURBINE BLDG GAS HEATER FAN 19 120 VAC | 01-HVC-HTR-19 | 01-LVD-PPL-21131 BR 10 NE corner turbine bldg | Heater | 01-LVD-PPL-21131 | 208/120VAC CIRCUIT BREAKER
UNIT 1 TURBINE BLDG GAS HEATER FAN 20 120 VAC | 01-HVC-HTR-20 | 01-LVD-PPL-21131 BR 12 NE corner turbine bldg | Heater | 01-LVD-PPL-21131 | 208/120VAC CIRCUIT BREAKER
CONTRACT SPARE |  | 01-LVD-PPL-21131 BR 20 NE corner turbine bldg |  | 01-LVD-PPL-21131 | 208/120VAC CIRCUIT BREAKER
CONTRACT SPARE |  | 01-LVD-PPL-21131 BR 22 NE corner turbine bldg |  | 01-LVD-PPL-21131 | 208/120VAC CIRCUIT BREAKER
CONTRACT SPARE |  | 01-LVD-PPL-21131 BR 24 NE corner turbine bldg |  | 01-LVD-PPL-21131 | 208/120VAC CIRCUIT BREAKER
CONTRACT SPARE |  | 01-LVD-PPL-21131 BR 26 NE corner turbine bldg |  | 01-LVD-PPL-21131 | 208/120VAC CIRCUIT BREAKER
CONVENIENCE RECPTS UNIT 1 TURBINE BLDG | 01-1101-R1 | 01-LVD-PPL-21131 BR 28 NE corner turbine bldg |  | 01-LVD-PPL-21131 | 208/120VAC CIRCUIT BREAKER
UNIT 1 TURBINE BLDG VENT FAN PLATFORM LIGHTS | 01-3001-W2 | 01-LVD-PPL-21131 BR 30 NE corner turbine bldg |  | 01-LVD-PPL-21131 | 208/120VAC CIRCUIT BREAKER
UNIT 1 TURBINE BLDG HIGH BAY LIGHTS 208VAC | 01-LTG-CNT-21131 | 01-LVD-PPL-21131 BR 32,34 NE corner turbine bldg |  | 01-LVD-PPL-21131 | 208/120VAC CIRCUIT BREAKER
UNIT 1 TURBINE BLDG PIT LIGHTS 208VAC | 01-LTG-CNT-21131 | 01-LVD-PPL-21131 BR 36,38 NE corner turbine bldg |  | 01-LVD-PPL-21131 | 208/120VAC CIRCUIT BREAKER
TURBINE BUILDING 01 LOCAL FIRE ALRM CPL NODE #9 | 00-FPS-PNL-13 | 01-LVD-PPL-21133 BR 5 Turbine Deck SW |  | 01-LVD-PPL-21133 | 208/120VAC CIRCUIT BREAKER
ST 1 DRNS SUMP PMP CTRL PNL REDUNDANT 1 120VAC | 01-PDR-CPL-01 | 01-LVD-PPL-21133 BR 7 Turbine Deck SW | Control Power Feed | 01-LVD-PPL-21133 | 208/120VAC CIRCUIT BREAKER
UNIT 1 SFC XFMR S.HTR 120 VAC MAIN | 01MKE01GT101 | 01-LVD-PPL-21133 BR 9 Turbine Deck SW |  | 01-LVD-PPL-21133 | 208/120VAC CIRCUIT BREAKER
U1 CALCITE FILTER CO2 INJ MODULE CONTROL PANEL | 01-DWS-CPL-07 | 01-LVD-PPL-21133 BR 11 Turbine Deck SW | Control Power Feed | 01-LVD-PPL-21133 | 208/120VAC CIRCUIT BREAKER
UNIT 1 GCB PLATFORM LIGHTS | 01-3301-M1 | 01-LVD-PPL-21133 BR 15 Turbine Deck SW |  | 01-LVD-PPL-21133 | 208/120VAC CIRCUIT BREAKER
U1 TURB BLDG WEST WALL INTAKE LOUVER 37 120 VAC | 01-HVC-LVR-37 | 01-LVD-PPL-21133 BR 23 Turbine Deck SW |  | 01-LVD-PPL-21133 | 208/120VAC CIRCUIT BREAKER
UNIT 1 TURBINE BLDG GAS HEATER FAN 11 120 VAC | 01-HVC-HTR-11 | 01-LVD-PPL-21133 BR 25 Turbine Deck SW | Heater | 01-LVD-PPL-21133 | 208/120VAC CIRCUIT BREAKER
UNIT 1 TURBINE BLDG GAS HEATER FAN 12 120 VAC | 01-HVC-HTR-12 | 01-LVD-PPL-21133 BR 27 Turbine Deck SW | Heater | 01-LVD-PPL-21133 | 208/120VAC CIRCUIT BREAKER
UNIT 1 TURBINE BLDG GAS HEATER FAN 13 120 VAC | 01-HVC-HTR-13 | 01-LVD-PPL-21133 BR 29 Turbine Deck SW | Heater | 01-LVD-PPL-21133 | 208/120VAC CIRCUIT BREAKER
UNIT 1 TURBINE BLDG EMERGENCY LIGHTING | 01-4001-E2 | 01-LVD-PPL-21133 BR 31 Turbine Deck SW |  | 01-LVD-PPL-21133 | 208/120VAC CIRCUIT BREAKER
CONTRACT SPARE |  | 01-LVD-PPL-21133 BR 33 Turbine Deck SW |  | 01-LVD-PPL-21133 | 208/120VAC CIRCUIT BREAKER
CONTRACT SPARE |  | 01-LVD-PPL-21133 BR 35 Turbine Deck SW |  | 01-LVD-PPL-21133 | 208/120VAC CIRCUIT BREAKER
CONTRACT SPARE |  | 01-LVD-PPL-21133 BR 37 Turbine Deck SW |  | 01-LVD-PPL-21133 | 208/120VAC CIRCUIT BREAKER
CONTRACT SPARE |  | 01-LVD-PPL-21133 BR 39 Turbine Deck SW |  | 01-LVD-PPL-21133 | 208/120VAC CIRCUIT BREAKER
CONTRACT SPARE |  | 01-LVD-PPL-21133 BR 41 Turbine Deck SW |  | 01-LVD-PPL-21133 | 208/120VAC CIRCUIT BREAKER
UNIT 1 WTT CALCITE FILTER 120VAC RECEP | 01-DWS-CPL-06 | 01-LVD-PPL-21133 BR 6 Turbine Deck SW | Control Power Feed | 01-LVD-PPL-21133 | 208/120VAC CIRCUIT BREAKER
UNIT 1 DRAINS TANK AREA DECK LIGHTS 120VAC | 01-2701-W2 | 01-LVD-PPL-21133 BR 8 Turbine Deck SW |  | 01-LVD-PPL-21133 | 208/120VAC CIRCUIT BREAKER
UNIT 1 DRAINS TANK AREA CONVENIENCE RECPT | 01-1301-R1 | 01-LVD-PPL-21133 BR 10 Turbine Deck SW |  | 01-LVD-PPL-21133 | 208/120VAC CIRCUIT BREAKER
UNIT 1 IPBD VTSC MAIN PWR 208VAC | 01-IPB-CPL-03 | 01-LVD-PPL-21133 BR 12,14,16 Turbine Deck SW | Control Power Feed | 01-LVD-PPL-21133 | 208/120VAC CIRCUIT BREAKER
UNIT 1 IPBD DCT/UAT DSW HTRS 208VAC | 01-IPB-CPL-02 | 01-LVD-PPL-21133 BR 18,20,22 Turbine Deck SW | Control Power Feed | 01-LVD-PPL-21133 | 208/120VAC CIRCUIT BREAKER
U1 TURB BLDG WEST WALL INTAKE LOUVER 34 120 VAC | 01-HVC-LVR-34 | 01-LVD-PPL-21133 BR 24 Turbine Deck SW |  | 01-LVD-PPL-21133 | 208/120VAC CIRCUIT BREAKER
UNIT 1 TURBINE BLDG GAS HEATER FAN 21 120 VAC | 01-HVC-HTR-21 | 01-LVD-PPL-21133 BR 26 Turbine Deck SW | Heater | 01-LVD-PPL-21133 | 208/120VAC CIRCUIT BREAKER
UNIT 1 TURBINE BLDG GAS HEATER FAN 22 120 VAC | 01-HVC-HTR-22 | 01-LVD-PPL-21133 BR 28 Turbine Deck SW | Heater | 01-LVD-PPL-21133 | 208/120VAC CIRCUIT BREAKER
UNIT 1 TURBINE BLDG GAS HEATER FAN 23 120 VAC | 01-HVC-HTR-23 | 01-LVD-PPL-21133 BR 30 Turbine Deck SW | Heater | 01-LVD-PPL-21133 | 208/120VAC CIRCUIT BREAKER
UNIT 1 TURBINE BLDG EMERGENCY LIGHTING | 01-4101-E5 | 01-LVD-PPL-21133 BR 32 Turbine Deck SW |  | 01-LVD-PPL-21133 | 208/120VAC CIRCUIT BREAKER
UNIT 1 TURB CTRL PKG SAFETY SHWR 120 VAC MAIN | 00-PWS-JBX-05 | 01-LVD-PPL-21133 BR 34 Turbine Deck SW |  | 01-LVD-PPL-21133 | 208/120VAC CIRCUIT BREAKER
CONTRACT SPARE |  | 01-LVD-PPL-21133 BR 36 Turbine Deck SW |  | 01-LVD-PPL-21133 | 208/120VAC CIRCUIT BREAKER
CONTRACT SPARE |  | 01-LVD-PPL-21133 BR 38 Turbine Deck SW |  | 01-LVD-PPL-21133 | 208/120VAC CIRCUIT BREAKER
CONTRACT SPARE |  | 01-LVD-PPL-21133 BR 40 Turbine Deck SW |  | 01-LVD-PPL-21133 | 208/120VAC CIRCUIT BREAKER
CONTRACT SPARE |  | 01-LVD-PPL-21133 BR 42 Turbine Deck SW |  | 01-LVD-PPL-21133 | 208/120VAC CIRCUIT BREAKER
MCC-151 SECTION HEATER SUPPLY #1 |  | 01-LVD-PPL-2511, BR7ACC MCC enclosure |  | 01-LVD-PPL-2511 | 208/120VAC CIRCUIT BREAKER
MCC-151 SECTION HEATER SUPPLY #2 |  | 01-LVD-PPL-2511, BR9ACC MCC enclosure |  | 01-LVD-PPL-2511 | 208/120VAC CIRCUIT BREAKER
MCC-251 MOTOR SPACE HEATER SUPPLY #1 |  | 01-LVD-PPL-2511, BR11ACC MCC enclosure |  | 01-LVD-PPL-2511 | 208/120VAC CIRCUIT BREAKER
NON-SEG SPACE HTR MCC-151, M1 | 01-LVB-NSB-15 | 01-LVD-PPL-2511, BR13ACC MCC enclosure |  | 01-LVD-PPL-2511 | 208/120VAC CIRCUIT BREAKER
NON-SEG SPACE HTR MCC-151, M2 | 01-LVB-NSB-15 | 01-LVD-PPL-2511, BR15ACC MCC enclosure |  | 01-LVD-PPL-2511 | 208/120VAC CIRCUIT BREAKER
NTW DCS CAB 12 UTILITY |  | 01-LVD-PPL-2511, BR17ACC MCC enclosure |  | 01-LVD-PPL-2511 | 208/120VAC CIRCUIT BREAKER
HVAC 4 PRESSURIZATION MODULE |  | 01-LVD-PPL-2511, BR19ACC MCC enclosure |  | 01-LVD-PPL-2511 | 208/120VAC CIRCUIT BREAKER
UNIT 1 ACC FAN GRBX OIL HTR 04D | 01-ACC-HTR-04D | 01-LVD-PPL-2511, BR25ACC MCC enclosure | Heater | 01-LVD-PPL-2511 | 208/120VAC CIRCUIT BREAKER
CONVENIENCE RECPTS UNIT 1 ACC UPPER DECK | 01-0701-R1 | 01-LVD-PPL-2511, BR27ACC MCC enclosure |  | 01-LVD-PPL-2511 | 208/120VAC CIRCUIT BREAKER
CONVENIENCE RECPTS UNIT 1 ACC UPPER DECK | 01-0901-R1 | 01-LVD-PPL-2511, BR29ACC MCC enclosure |  | 01-LVD-PPL-2511 | 208/120VAC CIRCUIT BREAKER
ACC 1 LIGHTING - UPPER DECK 208VAC | 01-LTG-CNT-2511 | 01-LVD-PPL-2511, BR31/33ACC MCC enclosure |  | 01-LVD-PPL-2511 | 208/120VAC CIRCUIT BREAKER
ACC 1 LIGHTING - UPPER DECK 208VAC | 01-LTG-CNT-2511 | 01-LVD-PPL-2511, BR35/37ACC MCC enclosure |  | 01-LVD-PPL-2511 | 208/120VAC CIRCUIT BREAKER
ACC 1 LIGHTING - SOUTH PLATFORM 208VAC | 01-LTG-CNT-2511 | 01-LVD-PPL-2511, BR39/41ACC MCC enclosure |  | 01-LVD-PPL-2511 | 208/120VAC CIRCUIT BREAKER
SECURITY PANEL |  | 01-LVD-PPL-2511, BR2ACC MCC enclosure |  | 01-LVD-PPL-2511 | 208/120VAC CIRCUIT BREAKER
FIRE PANEL |  | 01-LVD-PPL-2511, BR4ACC MCC enclosure |  | 01-LVD-PPL-2511 | 208/120VAC CIRCUIT BREAKER
MCC-151 MOTOR SPACE HEATER SUPPLY #1 |  | 01-LVD-PPL-2511, BR8ACC MCC enclosure |  | 01-LVD-PPL-2511 | 208/120VAC CIRCUIT BREAKER
MCC-251 SECTION HEATER SUPPLY #1 |  | 01-LVD-PPL-2511, BR10ACC MCC enclosure |  | 01-LVD-PPL-2511 | 208/120VAC CIRCUIT BREAKER
MCC-251 SECTION HEATER SUPPLY #2 |  | 01-LVD-PPL-2511, BR12ACC MCC enclosure |  | 01-LVD-PPL-2511 | 208/120VAC CIRCUIT BREAKER
UNIT 1 ACC FAN GRBX OIL HTR 04E | 01-ACC-HTR-04E | 01-LVD-PPL-2511, BR16ACC MCC enclosure | Heater | 01-LVD-PPL-2511 | 208/120VAC CIRCUIT BREAKER
HVAC 1 PRESSURIZATION MODULE |  | 01-LVD-PPL-2511, BR18ACC MCC enclosure |  | 01-LVD-PPL-2511 | 208/120VAC CIRCUIT BREAKER
UNIT 1 ACC FAN GRBX OIL HTR 04F | 01-ACC-HTR-04F | 01-LVD-PPL-2511, BR20ACC MCC enclosure | Heater | 01-LVD-PPL-2511 | 208/120VAC CIRCUIT BREAKER
CONVENIENCE RECPTS UNIT 1 ACC UPPER DECK | 01-0601-R1 | 01-LVD-PPL-2511, BR26ACC MCC enclosure |  | 01-LVD-PPL-2511 | 208/120VAC CIRCUIT BREAKER
CONVENIENCE RECPTS UNIT 1 ACC UPPER DECK | 01-0801-R1 | 01-LVD-PPL-2511, BR28ACC MCC enclosure |  | 01-LVD-PPL-2511 | 208/120VAC CIRCUIT BREAKER
ACC 1 LIGHTING - UPPER DECK 208VAC | 01-LTG-CNT-2511 | 01-LVD-PPL-2511, BR30/32ACC MCC enclosure |  | 01-LVD-PPL-2511 | 208/120VAC CIRCUIT BREAKER
ACC 1 LIGHTING - NORTH PLATFORM & STAIR TOWER | 01-LTG-CNT-2511 | 01-LVD-PPL-2511, BR34/36ACC MCC enclosure |  | 01-LVD-PPL-2511 | 208/120VAC CIRCUIT BREAKER
ACC 1 LIGHTING - UPPER DECK 208VAC | 01-LTG-CNT-2511 | 01-LVD-PPL-2511, BR38/40ACC MCC enclosure |  | 01-LVD-PPL-2511 | 208/120VAC CIRCUIT BREAKER
ENCLOSURE PRESSURIZATION MODULE |  | 01-LVD-PPL-2511, BR42ACC MCC enclosure |  | 01-LVD-PPL-2511 | 208/120VAC CIRCUIT BREAKER
BATTERY INPUT TO SECONDARY DC BUS | 01-LVE-PPL-01 | MVB, DC DISTRIBUTION PANEL 01-LVE-PPL-01, F1 | Power Panel | 01-LVE-PPL-01 - DC distribution
CHARGER A INPUT TO SECONDARY DC BUS | 01-LVE-PPL-01 | MVB, DC DISTRIBUTION PANEL 01-LVE-PPL-01, F2 | Power Panel | 01-LVE-PPL-01 - DC distribution
CH. A INP. TO PRIM. DC BUS (JUMPER TO FUSE F2) |  | MVB, DC DISTRIBUTION PANEL 01-LVE-PPL-01, F3 |  | 01-LVE-PPL-01 - DC distribution
CHARGER B INPUT TO SECONDARY DC BUS | 01-LVE-PPL-01 | MVB, DC DISTRIBUTION PANEL 01-LVE-PPL-01, F4 | Power Panel | 01-LVE-PPL-01 - DC distribution
CH. B INP. TO PRIM. DC BUS (JUMPER TO FUSE F2) |  | MVB, DC DISTRIBUTION PANEL 01-LVE-PPL-01, F5 |  | 01-LVE-PPL-01 - DC distribution
UPS SYSTEM UNIT 01 | 01-LVF-UPS-01 | MVB, DC DISTRIBUTION PANEL 01-LVE-PPL-01, F6 |  | 01-LVE-PPL-01 - DC distribution
HRSG 1 PDC 125VDC PANELBOARD 01 DSW | 01-LVE-DSW-012 | MVB, DC DISTRIBUTION PANEL 01-LVE-PPL-01, F7 | Power Panel | 01-LVE-PPL-01 - DC distribution
ADMIN BUILDING 125VDC PANELBOARD 01 RBX | 01-LVE-RBX-013 | MVB, DC DISTRIBUTION PANEL 01-LVE-PPL-01, F8 | Power Panel | 01-LVE-PPL-01 - DC distribution
IPBD 1 UAT DSW MAIN 125 VDC | 01-IPB-CPL-01 | MVB, DC DISTRIBUTION PANEL 01-LVE-PPL-01, F10.1 | Control Power Feed | 01-LVE-PPL-01 - DC distribution
SWGR 11/MCC 11 BREAKER CONTROL | 00-MVB-SWG-11 | MVB, DC DISTRIBUTION PANEL 01-LVE-PPL-01, F10.3 |  | 01-LVE-PPL-01 - DC distribution
RELAY PANEL 01-RPS-PNL-07 SEL-487E | 01-RPS-PNL-07 | MVB, DC DISTRIBUTION PANEL 01-LVE-PPL-01, F10.5 |  | 01-LVE-PPL-01 - DC distribution
RELAY PANEL 01-RPS-PNL-07 GE T60U & MET-UAT | 01-RPS-PNL-07 | MVB, DC DISTRIBUTION PANEL 01-LVE-PPL-01, F10.7 |  | 01-LVE-PPL-01 - DC distribution
UNIT 1 GSU CONTROL PANEL 125 VDC PWR MAIN | 01-GSU-CPL-01 | MVB, DC DISTRIBUTION PANEL 01-LVE-PPL-01, F10.9 | Control Power Feed | 01-LVE-PPL-01 - DC distribution
UNIT 2 SFC CUBICLE (REDUNDANT CTRL PWR-1) | 02MKE01GU101\00 | MVB, DC DISTRIBUTION PANEL 01-LVE-PPL-01, F10.13 |  | 01-LVE-PPL-01 - DC distribution
UNIT 1 SFC CUBICLE (REDUNDANT CTRL PWR-2) | 01MKE01GU101\01 | MVB, DC DISTRIBUTION PANEL 01-LVE-PPL-01, F10.15 |  | 01-LVE-PPL-01 - DC distribution
UNIT 1 GCB MAIN 125 VDC | 01-GEN-CPL-01 | MVB, DC DISTRIBUTION PANEL 01-LVE-PPL-01, F10.17 | Control Power Feed | 01-LVE-PPL-01 - DC distribution
UNIT 2 GCB TRIP COIL 2 125 VDC | 02-GEN-CPL-01 | MVB, DC DISTRIBUTION PANEL 01-LVE-PPL-01, F10.19 | Control Power Feed | 01-LVE-PPL-01 - DC distribution
SAT 11 CONTROL PANEL 125 VDC PWR MAIN | 00-SAT-CPL-11 | MVB, DC DISTRIBUTION PANEL 01-LVE-PPL-01, F10.2 | Control Power Feed | 01-LVE-PPL-01 - DC distribution
UAT 01 CONTROL PANEL 125 VDC PWR MAIN | 00-UAT-CPL-01 | MVB, DC DISTRIBUTION PANEL 01-LVE-PPL-01, F10.4 | Control Power Feed | 01-LVE-PPL-01 - DC distribution
SWGR 1 BREAKER CONTROL | 00-MVA-SWG-1 | MVB, DC DISTRIBUTION PANEL 01-LVE-PPL-01, F10.6 |  | 01-LVE-PPL-01 - DC distribution
SWGR 17 BREAKER CONTROL | 01-LVB-SWG-17 | MVB, DC DISTRIBUTION PANEL 01-LVE-PPL-01, F10.8 |  | 01-LVE-PPL-01 - DC distribution
LV SWGR BREAKER TEST CABINET |  | MVB, DC DISTRIBUTION PANEL 01-LVE-PPL-01, F10.10 |  | 01-LVE-PPL-01 - DC distribution
EDG SYNC PANEL | 00-DSL-CPL-01 | MVB, DC DISTRIBUTION PANEL 01-LVE-PPL-01, F10.12 | Control Power Feed | 01-LVE-PPL-01 - DC distribution
LV SWGR 11 BREAKER CONTROL |  | HRSG1 PDC 125VDC BUS, BR1 |  | 01-LVE-PPL-01 - DC distribution
LV SWGR BREAKER TEST CABINET |  | HRSG1 PDC 125VDC BUS, BR3 |  | 01-LVE-PPL-01 - DC distribution
LV SWGR 21 BREAKER CONTROL |  | HRSG1 PDC 125VDC BUS, BR2 |  | 01-LVE-PPL-01 - DC distribution
FEED TO UPS MAIN PANEL BOARD U1 | 01-LVF-PPL-01 | MVB, 01-LVF-PPL-01 | Power Panel | 01-LVF-PPL-01
HRSG 1 U1 UPS PANEL | 01-LVF-PPL-011 | MVB, 01-LVF-PPL-01 | Power Panel | 01-LVF-PPL-01
HRSG 2 U1 UPS PANEL | 01-LVF-PPL-012 | MVB, 01-LVF-PPL-01 | Power Panel | 01-LVF-PPL-01
ADMIN BLDG U1 UPS PNL | 01-LVF-PPL-013 | MVB, 01-LVF-PPL-01 | Power Panel | 01-LVF-PPL-01
ACC 1 U1 UPS PANEL | 01-LVF-PPL-014 | MVB, 01-LVF-PPL-01 | Power Panel | 01-LVF-PPL-01
ACC 2 U1 UPS PANEL | 01-LVF-PPL-015 | MVB, 01-LVF-PPL-01 | Power Panel | 01-LVF-PPL-01
UNIT 2 ACC FAN 01A | 02-ACC-MFN-01A | 02-ACC-MCC-141, CUBICLE4FM | Fan/Blower | 02-ACC-MCC-141 | 480 V MOLDED CASE BREAKER
UNIT 2 ACC FAN 01C | 02-ACC-MFN-01C | 02-ACC-MCC-141, CUBICLE5FM | Fan/Blower | 02-ACC-MCC-141 | 480 V MOLDED CASE BREAKER
UNIT 2 ACC FAN 01E | 02-ACC-MFN-01E | 02-ACC-MCC-141, CUBICLE6FM | Fan/Blower | 02-ACC-MCC-141 | 480 V MOLDED CASE BREAKER
UNIT 2 ACC FAN 02B | 02-ACC-MFN-02B | 02-ACC-MCC-141, CUBICLE7FM | Fan/Blower | 02-ACC-MCC-141 | 480 V MOLDED CASE BREAKER
UNIT 2 ACC FAN 02D | 02-ACC-MFN-02D | 02-ACC-MCC-141, CUBICLE8FM | Fan/Blower | 02-ACC-MCC-141 | 480 V MOLDED CASE BREAKER
UNIT 2 ACC FAN 02F | 02-ACC-MFN-02F | 02-ACC-MCC-141, CUBICLE9FM | Fan/Blower | 02-ACC-MCC-141 | 480 V MOLDED CASE BREAKER
ACC 2 GLYCOL HX FAN 01 | 02-ARM-MFN-01 | 02-ACC-MCC-141, CUBICLE13FD | Fan/Blower | 02-ACC-MCC-141 | 480 V MOLDED CASE BREAKER
ACC 2 GLYCOL HX FAN 02 | 02-ARM-MFN-02 | 02-ACC-MCC-141, CUBICLE13FF | Fan/Blower | 02-ACC-MCC-141 | 480 V MOLDED CASE BREAKER
ACC 2 GLYCOL HX FAN 03 | 02-ARM-MFN-03 | 02-ACC-MCC-141, CUBICLE13FH | Fan/Blower | 02-ACC-MCC-141 | 480 V MOLDED CASE BREAKER
UNIT 2 ACC FINTUBE CLEANING SYS | 02-CND-RCP-983 | 02-ACC-MCC-141, CUBICLE2FJ(L) |  | 02-ACC-MCC-141 | 480 V MOLDED CASE BREAKER
ACC 2 PDC PANELBOARD 480VAC | 02-LVB-PPL-1411 | 02-ACC-MCC-141, CUBICLE2FM | Power Panel | 02-ACC-MCC-141 | 480 V MOLDED CASE BREAKER
MAIN BREAKER 1 CONTROL POWER TRANSFORMER |  | 02-ACC-MCC-141, CUBICLE3FM |  | 02-ACC-MCC-141 | 480 V MOLDED CASE BREAKER
MAIN SUPPLY FEED FROM 02-MVA-XFR-14 |  | 02-ACC-MCC-141, CUBICLE3FM |  | 02-ACC-MCC-141 | 480 V MOLDED CASE BREAKER
ACC 2 LVRP 01A | 02-ARM-MPM-01A | 02-ACC-MCC-141, CUBICLE10FM | Pump | 02-ACC-MCC-141 | 480 V MOLDED CASE BREAKER
UNIT 2 LP DRAINS TANK PUMP MTR A | 02-STP-MPM-01A | 02-ACC-MCC-141, CUBICLE12FB | Pump | 02-ACC-MCC-141 | 480 V MOLDED CASE BREAKER
ACC 2 GLYCOL RECIRC PMP 03A | 02-ARM-MPM-03A | 02-ACC-MCC-141, CUBICLE12FM | Pump | 02-ACC-MCC-141 | 480 V MOLDED CASE BREAKER
ACC 2 GLYCOL RECIRC PMP 03C | 02-ARM-MPM-03C | 02-ACC-MCC-141, CUBICLE13FB | Pump | 02-ACC-MCC-141 | 480 V MOLDED CASE BREAKER
ACC 2 SEAL WTR PMP 02A | 02-ARM-MPM-02A | 02-ACC-MCC-141, CUBICLE13FK | Pump | 02-ACC-MCC-141 | 480 V MOLDED CASE BREAKER
MAIN BREAKER 2 CONTROL POWER TRANSFORMER |  | 02-ACC-MCC-141, CUBICLE15FM |  | 02-ACC-MCC-141 | 480 V MOLDED CASE BREAKER
SECONDARY SUPPLY FEED FROM 02-LVB-NSB-24 |  | 02-ACC-MCC-141, CUBICLE15FM |  | 02-ACC-MCC-141 | 480 V MOLDED CASE BREAKER
ACC 2 PDC XFMR 480-120/208VAC | 02-LVB-XFR-1412 | 02-ACC-MCC-141, CUBICLE16FJ | Transformer | 02-ACC-MCC-141 | 480 V MOLDED CASE BREAKER
UNIT 2 ACC FAN GEARBOX OIL COOLER 01A | 02-ACC-HEX-01A | 02-ACC-MCC-141, CUBICLE17FB |  | 02-ACC-MCC-141 | 480 V MOLDED CASE BREAKER
UNIT 2 ACC FAN GEARBOX OIL COOLER 01C | 02-ACC-HEX-01C | 02-ACC-MCC-141, CUBICLE17FD |  | 02-ACC-MCC-141 | 480 V MOLDED CASE BREAKER
UNIT 2 ACC FAN GEARBOX OIL COOLER 01E | 02-ACC-HEX-01E | 02-ACC-MCC-141, CUBICLE17FF |  | 02-ACC-MCC-141 | 480 V MOLDED CASE BREAKER
UNIT 2 ACC FAN GEARBOX OIL COOLER 02B | 02-ACC-HEX-02B | 02-ACC-MCC-141, CUBICLE17FH |  | 02-ACC-MCC-141 | 480 V MOLDED CASE BREAKER
UNIT 2 ACC FAN GEARBOX OIL COOLER 02D | 02-ACC-HEX-02D | 02-ACC-MCC-141 |  | 02-ACC-MCC-141 | 480 V MOLDED CASE BREAKER
UNIT 2 ACC FAN GEARBOX OIL COOLER 02F | 02-ACC-HEX-02F | 02-ACC-MCC-141 |  | 02-ACC-MCC-141 | 480 V MOLDED CASE BREAKER
UNIT 2 ACC FAN 3A | 02-ACC-MFN-03A | 02-ACC-MCC-161, CUBICLE5FM | Fan/Blower | 02-ACC-MCC-161 | 480 V MOLDED CASE BREAKER
UNIT 2 ACC FAN 3C | 02-ACC-MFN-03C | 02-ACC-MCC-161, CUBICLE6FM | Fan/Blower | 02-ACC-MCC-161 | 480 V MOLDED CASE BREAKER
UNIT 2 ACC FAN 3E | 02-ACC-MFN-03E | 02-ACC-MCC-161, CUBICLE7FM | Fan/Blower | 02-ACC-MCC-161 | 480 V MOLDED CASE BREAKER
UNIT 2 ACC FAN 4B | 02-ACC-MFN-04B | 02-ACC-MCC-161, CUBICLE8FM | Fan/Blower | 02-ACC-MCC-161 | 480 V MOLDED CASE BREAKER
UNIT 2 ACC FAN 4D | 02-ACC-MFN-04D | 02-ACC-MCC-161, CUBICLE9FM | Fan/Blower | 02-ACC-MCC-161 | 480 V MOLDED CASE BREAKER
UNIT 2 ACC FAN 4F | 02-ACC-MFN-04F | 02-ACC-MCC-161, CUBICLE10FM | Fan/Blower | 02-ACC-MCC-161 | 480 V MOLDED CASE BREAKER
UNIT 2 ACC FAN GEARBOX OIL COOLER 03A | 02-ACC-HEX-03A | 02-ACC-MCC-161, CUBICLE2FB |  | 02-ACC-MCC-161 | 480 V MOLDED CASE BREAKER
UNIT 2 ACC FAN GEARBOX OIL COOLER 03C | 02-ACC-HEX-03C | 02-ACC-MCC-161, CUBICLE2FD |  | 02-ACC-MCC-161 | 480 V MOLDED CASE BREAKER
UNIT 2 ACC FAN GEARBOX OIL COOLER 03E | 02-ACC-HEX-03E | 02-ACC-MCC-161, CUBICLE2FF |  | 02-ACC-MCC-161 | 480 V MOLDED CASE BREAKER
UNIT 2 ACC FAN GEARBOX OIL COOLER 04B | 02-ACC-HEX-04B | 02-ACC-MCC-161, CUBICLE2FH |  | 02-ACC-MCC-161 | 480 V MOLDED CASE BREAKER
UNIT 2 ACC FAN GEARBOX OIL COOLER 04D | 02-ACC-HEX-04D | 02-ACC-MCC-161, CUBICLE2FK |  | 02-ACC-MCC-161 | 480 V MOLDED CASE BREAKER
UNIT 2 ACC FAN GEARBOX OIL COOLER 04F | 02-ACC-HEX-04F | 02-ACC-MCC-161, CUBICLE2FM |  | 02-ACC-MCC-161 | 480 V MOLDED CASE BREAKER
ACC 2 PDC PANELBOARD 480VAC | 02-LVB-PPL-1611 | 02-ACC-MCC-161, CUBICLE3FM | Power Panel | 02-ACC-MCC-161 | 480 V MOLDED CASE BREAKER
MAIN BREAKER 1 CONTROL POWER TRANSFORMER |  | 02-ACC-MCC-161, CUBICLE4FM |  | 02-ACC-MCC-161 | 480 V MOLDED CASE BREAKER
MAIN SUPPLY FEED FROM 02-MVA-XFR-14 |  | 02-ACC-MCC-161, CUBICLE4FM |  | 02-ACC-MCC-161 | 480 V MOLDED CASE BREAKER
ACC 2 LRVP 01C | 02-ARM-MPM-01C | 02-ACC-MCC-161, CUBICLE11FM | Pump | 02-ACC-MCC-161 | 480 V MOLDED CASE BREAKER
ACC 2 SEAL WTR PMP 02C | 02-ARM-MPM-02C | 02-ACC-MCC-161, CUBICLE14FB | Pump | 02-ACC-MCC-161 | 480 V MOLDED CASE BREAKER
MAIN BREAKER 2 CONTROL POWER TRANSFORMER |  | 02-ACC-MCC-161, CUBICLE16FM |  | 02-ACC-MCC-161 | 480 V MOLDED CASE BREAKER
SECONDARY SUPPLY FEED FROM 02-LVB-NSB-26 |  | 02-ACC-MCC-161, CUBICLE16FM |  | 02-ACC-MCC-161 | 480 V MOLDED CASE BREAKER
UNIT 2 ACC FAN 01B | 02-ACC-MFN-01B | 02-ACC-MCC-241, BR9FM | Fan/Blower | 02-ACC-MCC-241 | 480 V MOLDED CASE BREAKER
UNIT 2 ACC FAN 01D | 02-ACC-MFN-01D | 02-ACC-MCC-241, BR10FM | Fan/Blower | 02-ACC-MCC-241 | 480 V MOLDED CASE BREAKER
UNIT 2 ACC FAN 01F | 02-ACC-MFN-01F | 02-ACC-MCC-241, BR11FM | Fan/Blower | 02-ACC-MCC-241 | 480 V MOLDED CASE BREAKER
UNIT 2 ACC FAN 02A | 02-ACC-MFN-02A | 02-ACC-MCC-241, BR6FM | Fan/Blower | 02-ACC-MCC-241 | 480 V MOLDED CASE BREAKER
UNIT 2 ACC FAN 02C | 02-ACC-MFN-02C | 02-ACC-MCC-241, BR7FM | Fan/Blower | 02-ACC-MCC-241 | 480 V MOLDED CASE BREAKER
UNIT 2 ACC FAN 02E | 02-ACC-MFN-02E | 02-ACC-MCC-241, BR8FM | Fan/Blower | 02-ACC-MCC-241 | 480 V MOLDED CASE BREAKER
ACC 2 GLYCOL HX FAN 04 | 02-ARM-MFN-04 | 02-ACC-MCC-241 | Fan/Blower | 02-ACC-MCC-241 | 480 V MOLDED CASE BREAKER
ACC 2 GLYCOL HX FAN 05 | 02-ARM-MFN-05 | 02-ACC-MCC-241 | Fan/Blower | 02-ACC-MCC-241 | 480 V MOLDED CASE BREAKER
UNIT 2 ACC FAN GEARBOX OIL COOLER 02A | 02-ACC-HEX-02A | 02-ACC-MCC-241, BR2FB |  | 02-ACC-MCC-241 | 480 V MOLDED CASE BREAKER
UNIT 2 ACC FAN GEARBOX OIL COOLER 02C | 02-ACC-HEX-02C | 02-ACC-MCC-241, BR2FD |  | 02-ACC-MCC-241 | 480 V MOLDED CASE BREAKER
UNIT 2 ACC FAN GEARBOX OIL COOLER 02E | 02-ACC-HEX-02E | 02-ACC-MCC-241, BR2FF |  | 02-ACC-MCC-241 | 480 V MOLDED CASE BREAKER
UNIT 2 ACC FAN GEARBOX OIL COOLER 01B | 02-ACC-HEX-01B | 02-ACC-MCC-241, BR2FH |  | 02-ACC-MCC-241 | 480 V MOLDED CASE BREAKER
UNIT 2 ACC FAN GEARBOX OIL COOLER 01D | 02-ACC-HEX-01D | 02-ACC-MCC-241, BR2FK |  | 02-ACC-MCC-241 | 480 V MOLDED CASE BREAKER
UNIT 2 ACC FAN GEARBOX OIL COOLER 01F | 02-ACC-HEX-01F | 02-ACC-MCC-241, BR2FM |  | 02-ACC-MCC-241 | 480 V MOLDED CASE BREAKER
MAIN BREAKER 1 CONTROL POWER TRANSFORMER |  | 02-ACC-MCC-241, BR5FM |  | 02-ACC-MCC-241 | 480 V MOLDED CASE BREAKER
MAIN SUPPLY FEED FROM 02-MVA-XFR-24 |  | 02-ACC-MCC-241, BR5FM |  | 02-ACC-MCC-241 | 480 V MOLDED CASE BREAKER
ACC 2 LRVP 01B | 02-ARM-MPM-01B | 02-ACC-MCC-241, BR12FM | Pump | 02-ACC-MCC-241 | 480 V MOLDED CASE BREAKER
UNIT 2 LP DRAINS TANK PUMP MTR B | 02-STP-MPM-01B | 02-ACC-MCC-241, BR14FB | Pump | 02-ACC-MCC-241 | 480 V MOLDED CASE BREAKER
ACC 2 GLYCOL RECIRC PMP 03B | 02-ARM-MPM-03B | 02-ACC-MCC-241 | Pump | 02-ACC-MCC-241 | 480 V MOLDED CASE BREAKER
ACC 2 SEAL WTR PMP 02B | 02-ARM-MPM-02B | 02-ACC-MCC-241 | Pump | 02-ACC-MCC-241 | 480 V MOLDED CASE BREAKER
MAIN BREAKER 2 CONTROL POWER TRANSFORMER |  | 02-ACC-MCC-241 |  | 02-ACC-MCC-241 | 480 V MOLDED CASE BREAKER
SECONDARY SUPPLY FEED FROM 02-LVB-NSB-14 |  | 02-ACC-MCC-241 |  | 02-ACC-MCC-241 | 480 V MOLDED CASE BREAKER
UNIT 2 ACC FAN 3B | 02-ACC-MFN-03B | 02-ACC-MCC-261, CUBICLE9FM | Fan/Blower | 02-ACC-MCC-261 | 480 V MOLDED CASE BREAKER
UNIT 2 ACC FAN 3D | 02-ACC-MFN-03D | 02-ACC-MCC-261, CUBICLE10FM | Fan/Blower | 02-ACC-MCC-261 | 480 V MOLDED CASE BREAKER
UNIT 2 ACC FAN 3F | 02-ACC-MFN-03F | 02-ACC-MCC-261, CUBICLE11FM | Fan/Blower | 02-ACC-MCC-261 | 480 V MOLDED CASE BREAKER
UNIT 2 ACC FAN 4A | 02-ACC-MFN-04A | 02-ACC-MCC-261, CUBICLE6FM | Fan/Blower | 02-ACC-MCC-261 | 480 V MOLDED CASE BREAKER
UNIT 2 ACC FAN 4C | 02-ACC-MFN-04C | 02-ACC-MCC-261, CUBICLE7FM | Fan/Blower | 02-ACC-MCC-261 | 480 V MOLDED CASE BREAKER
UNIT 2 ACC FAN 4E | 02-ACC-MFN-04E | 02-ACC-MCC-261, CUBICLE8FM | Fan/Blower | 02-ACC-MCC-261 | 480 V MOLDED CASE BREAKER
UNIT 2 ACC FAN GEARBOX OIL COOLER 04A | 02-ACC-HEX-04A | 02-ACC-MCC-261, CUBICLE2FB |  | 02-ACC-MCC-261 | 480 V MOLDED CASE BREAKER
UNIT 2 ACC FAN GEARBOX OIL COOLER 04C | 02-ACC-HEX-04C | 02-ACC-MCC-261, CUBICLE2FD |  | 02-ACC-MCC-261 | 480 V MOLDED CASE BREAKER
UNIT 2 ACC FAN GEARBOX OIL COOLER 04E | 02-ACC-HEX-04E | 02-ACC-MCC-261, CUBICLE2FF |  | 02-ACC-MCC-261 | 480 V MOLDED CASE BREAKER
UNIT 2 ACC FAN GEARBOX OIL COOLER 03B | 02-ACC-HEX-03B | 02-ACC-MCC-261, CUBICLE2FH |  | 02-ACC-MCC-261 | 480 V MOLDED CASE BREAKER
UNIT 2 ACC FAN GEARBOX OIL COOLER 03D | 02-ACC-HEX-03D | 02-ACC-MCC-261, CUBICLE2FK |  | 02-ACC-MCC-261 | 480 V MOLDED CASE BREAKER
UNIT 2 ACC FAN GEARBOX OIL COOLER 03F | 02-ACC-HEX-03F | 02-ACC-MCC-261, CUBICLE2FM |  | 02-ACC-MCC-261 | 480 V MOLDED CASE BREAKER
MAIN BREAKER 1 CONTROL POWER TRANSFORMER |  | 02-ACC-MCC-261, CUBICLE4FM |  | 02-ACC-MCC-261 | 480 V MOLDED CASE BREAKER
MAIN SUPPLY FEED FROM 02-MVA-XFR-26 |  | 02-ACC-MCC-261, CUBICLE4FM |  | 02-ACC-MCC-261 | 480 V MOLDED CASE BREAKER
ACC 2 PDC XFMR 480-120/208VAC | 02-LVB-XFR-2611 | 02-ACC-MCC-261, CUBICLE5FJ(L) | Transformer | 02-ACC-MCC-261 | 480 V MOLDED CASE BREAKER
UNIT 2 ACC HEAT TRACE XFMR 480-120/208VAC | 02-HTT-XFR-2611 | 02-ACC-MCC-261, CUBICLE5FJ(R) | Transformer | 02-ACC-MCC-261 | 480 V MOLDED CASE BREAKER
ACC 2 LRVP 01D | 02-ARM-MPM-01D | 02-ACC-MCC-261, CUBICLE12FM | Pump | 02-ACC-MCC-261 | 480 V MOLDED CASE BREAKER
ACC 2 LRVP 01E | 02-ARM-MPM-01E | 02-ACC-MCC-261, CUBICLE13FM | Pump | 02-ACC-MCC-261 | 480 V MOLDED CASE BREAKER
ACC 2 SEAL WTR PMP 02D | 02-ARM-MPM-02D | 02-ACC-MCC-261, CUBICLE15FB | Pump | 02-ACC-MCC-261 | 480 V MOLDED CASE BREAKER
ACC 2 SEAL WTR PMP 02E | 02-ARM-MPM-02E | 02-ACC-MCC-261, CUBICLE15FD | Pump | 02-ACC-MCC-261 | 480 V MOLDED CASE BREAKER
MAIN BREAKER 2 CONTROL POWER TRANSFORMER |  | 02-ACC-MCC-261, CUBICLE16FM |  | 02-ACC-MCC-261 | 480 V MOLDED CASE BREAKER
SECONDARY SUPPLY FEED FROM 02-LVB-NSB-16 |  | 02-ACC-MCC-261, CUBICLE16FM |  | 02-ACC-MCC-261 | 480 V MOLDED CASE BREAKER
MAIN FEED TO ESSENTIAL DISTRIBUTION PANEL | 02BMT01 | TCP | Power Panel | 02BMT01
TURBINE CONTROL PANEL | 02MBY01GH001\10 | TCP | Control Power Feed | 02BMT01
TURBINE SUPERVISORY INSTRUMENT PANEL | 02MBY01GH016\10 | TCP | Control Power Feed | 02BMT01
LOCAL FIRE ALARM CONTROL PANEL | 02SGY03GH001 | TCP | Control Power Feed | 02BMT01
TURBINE PROTECTION PANEL | 02MBY01GH010\10 | TCP | Control Power Feed | 02BMT01
TURBINE REMOTE I/O PANEL A | 02MBY93GH001\10 | TCP | Control Power Feed | 02BMT01
TURBINE REMOTE I/O PANEL B | 02MBY93GH002\10 | TCP | Control Power Feed | 02BMT01
CONTROL PACKAGE INTERIOR LIGHTING - 1 | 02UCA51GP101 | TCP |  | 02BMT01
CONTROL PACKAGE INTERIOR LIGHTING - 2 | 02UCA51GP201 | TCP |  | 02BMT01
CONTROL PACKAGE EXTERIOR LIGHTING - 1 | 02UCA51GP102 | TCP |  | 02BMT01
CONTROL PACKAGE EXTERIOR LIGHTING - 2 | 02UCA51GP202 | TCP |  | 02BMT01
CONTROL PACKAGE LOCAL FIRE ALARM PANEL | 02SGY01GH001 | TCP | Control Power Feed | 02BMT01
CONTROL PACKAGE HVAC CONTROLLER | 02UCA51AH101-N01 | TCP |  | 02BMT01
BATTERY ROOM EXHAUST FAN | 02UCA51AN301 | TCP | Fan/Blower | 02BMT01
5 TON HVAC #1 |  | 02-LVB-PPL-1211, BR 1 HRSG MCC enclosure |  | 02-LVB-PPL-1211 | 480 V CIRCUIT BREACKER
5 TON HVAC #2 |  | 02-LVB-PPL-1211, BR 2 HRSG MCC enclosure |  | 02-LVB-PPL-1211 | 480 V CIRCUIT BREACKER
5 TON HVAC #3 |  | 02-LVB-PPL-1211, BR 3 HRSG MCC enclosure |  | 02-LVB-PPL-1211 | 480 V CIRCUIT BREACKER
SPARE GSU CTRL PNL 480 VAC PWR MAIN 1 | 03-GSU-CPL-01 | 02-LVB-PPL-1211, BR 4 HRSG MCC enclosure | Control Power Feed | 02-LVB-PPL-1211 | 480 V CIRCUIT BREACKER
AQA AMMONIA FORWARDING SYS 480VAC | 00-AQA-CPL-01 | 02-LVB-PPL-1211, BR 7 HRSG MCC enclosure | Control Power Feed | 02-LVB-PPL-1211 | 480 V CIRCUIT BREACKER
WELDING RECEPTACLE |  | 02-LVB-PPL-1211, BR 9 HRSG MCC enclosure |  | 02-LVB-PPL-1211 | 480 V CIRCUIT BREACKER
UNIT 2 CEMS DSW 01 480 VAC | 02-CEM-DSW-01 | 02-LVB-PPL-1211, BR 13 HRSG MCC enclosure |  | 02-LVB-PPL-1211 | 480 V CIRCUIT BREACKER
HRSG 2 LP BD MAINFOLD DRN MAIN PWR FEED | 02-MOV-HBD943 | 02-LVB-PPL-1211, BR 8 HRSG MCC enclosure | Motor Operated Valve | 02-LVB-PPL-1211 | 480 V CIRCUIT BREACKER
HRSG 2 LP SH STARTUP VENT MOV MAIN PWR FEED | 02-MOV-HLS905 | 02-LVB-PPL-1211, BR 5 HRSG MCC enclosure | Motor Operated Valve | 02-LVB-PPL-1211 | 480 V CIRCUIT BREACKER
HRSG 2 LP SH STM STOP VLV MAIN PWR FEED | 02-MOV-HLS906 | 02-LVB-PPL-1211, BR 6 HRSG MCC enclosure | Motor Operated Valve | 02-LVB-PPL-1211 | 480 V CIRCUIT BREACKER
HRSG 2 TOP LVL 480-208/120VAC XFR | 02-LVB-XFR-12121 | 02-LVB-PPL-1212, BR 3 Top of HRSG HP drum | Transformer | 02-LVB-PPL-1212 | 480 V CIRCUIT BREACKER
HRSG 2 SCR HOISE AND TROLLEY 480VAC PWR FEED | 02-SCR-JBX-104 | 02-LVB-PPL-1212, BR 5 Top of HRSG HP drum |  | 02-LVB-PPL-1212 | 480 V CIRCUIT BREACKER
HRSG 2 STACK DAMPER MAIN PWR FEED | 02-MOV-HEH901 | 02-LVB-PPL-1212, BR 7 Top of HRSG HP drum | Motor Operated Valve | 02-LVB-PPL-1212 | 480 V CIRCUIT BREACKER
HRSG 2 HP VENT MOV MAIN PWR FEED | 02-MOV-HHS905 | 02-LVB-PPL-1212, BR 11 Top of HRSG HP drum | Motor Operated Valve | 02-LVB-PPL-1212 | 480 V CIRCUIT BREACKER
HRSG 2 HP VENT MOV MAIN PWR FEED | 02-MOV-HHS906 | 02-LVB-PPL-1212, BR 10 Top of HRSG HP drum | Motor Operated Valve | 02-LVB-PPL-1212 | 480 V CIRCUIT BREACKER
HRSG 2 HP STEAM OUTLET STOP VALVE BYPASS MOV | 02-MOV-HHS907 | 02-LVB-PPL-1212, BR 12 Top of HRSG HP drum | Motor Operated Valve | 02-LVB-PPL-1212 | 480 V CIRCUIT BREACKER
HRSG 2 HP VENT MOV MAIN PWR FEED | 02-MOV-HHS913 | 02-LVB-PPL-1212, BR 6 Top of HRSG HP drum | Motor Operated Valve | 02-LVB-PPL-1212 | 480 V CIRCUIT BREACKER
HRSG 2 IP TO DA PEGGING MOV MAIN PWR FEED | 02-MOV-HIS910 | 02-LVB-PPL-1212, BR 4 Top of HRSG HP drum | Motor Operated Valve | 02-LVB-PPL-1212 | 480 V CIRCUIT BREACKER
HRSG 2 REHEAT OUTLET STARTUP VENT STOP MOV | 02-MOV-HRS904 | 02-LVB-PPL-1212, BR 14 Top of HRSG HP drum | Motor Operated Valve | 02-LVB-PPL-1212 | 480 V CIRCUIT BREACKER
HRSG 2 REHEAT STARTUP VENT MOV MAIN PWR FEED | 02-MOV-HRS911 | 02-LVB-PPL-1212, BR 8 Top of HRSG HP drum | Motor Operated Valve | 02-LVB-PPL-1212 | 480 V CIRCUIT BREACKER
UNIT 2 CCF HP/IP PHOSPHATE & AMMONIA SYS | 02-CCF-DSW-02 | 02-LVB-PPL-1213, BR 1 Outside HRSG SWG enclosure |  | 02-LVB-PPL-1213 | 480 V CIRCUIT BREACKER
UNIT 2 SMP PNL 10 TON TCU MAIN 480VAC | 02-SMP-HEX-01 | 02-LVB-PPL-1213, BR 3 Outside HRSG SWG enclosure |  | 02-LVB-PPL-1213 | 480 V CIRCUIT BREACKER
UNIT 2 OIL WATER SEP PWR 480VAC | 02-WDR-CPL-01 | 02-LVB-PPL-1213, BR 4 Outside HRSG SWG enclosure | Control Power Feed | 02-LVB-PPL-1213 | 480 V CIRCUIT BREACKER
HRSG 2 HP SH #1 DRN MOV VLV MAIN PWR FEED | 02-MOV-HHS910 | 02-LVB-PPL-1213, BR 12 Outside HRSG SWG enclosure | Motor Operated Valve | 02-LVB-PPL-1213 | 480 V CIRCUIT BREACKER
HRSG 2 HP FW MOV SHUTOFF VLV MAIN PWR FEED | 02-MOV-HHS941 | 02-LVB-PPL-1213, BR 5 Outside HRSG SWG enclosure | Motor Operated Valve | 02-LVB-PPL-1213 | 480 V CIRCUIT BREACKER
HRSG 2 IP SH MOV DRN VLV MAIN POWER FEED | 02-MOV-HIS915 | 02-LVB-PPL-1213, BR 9 Outside HRSG SWG enclosure | Motor Operated Valve | 02-LVB-PPL-1213 | 480 V CIRCUIT BREACKER
HRSG 2 IP SH MOV DRN VLV MAIN PWR FEED | 02-MOV-HIS918 | 02-LVB-PPL-1213, BR 6 Outside HRSG SWG enclosure | Motor Operated Valve | 02-LVB-PPL-1213 | 480 V CIRCUIT BREACKER
HRSG 2 IP FW MOV STOP VLV MAIN PWR FEED | 02-MOV-HIS941 | 02-LVB-PPL-1213, BR 10 Outside HRSG SWG enclosure | Motor Operated Valve | 02-LVB-PPL-1213 | 480 V CIRCUIT BREACKER
HRSG 2 LP SH STARTUP VENT MOV MAIN PWR FEED | 02-MOV-HLS902 | 02-LVB-PPL-1213, BR 7 Outside HRSG SWG enclosure | Motor Operated Valve | 02-LVB-PPL-1213 | 480 V CIRCUIT BREACKER
HRSG 2 LP EVAP STARTUP DRN MOV MAIN PWR FEED | 02-MOV-HLS908 | 02-LVB-PPL-1213, BR 8 Outside HRSG SWG enclosure | Motor Operated Valve | 02-LVB-PPL-1213 | 480 V CIRCUIT BREACKER
UNIT 2 AUXBLR TO STM SEP INLET BLK VLV | 02-MOV-AS321 | 02-LVB-PPL-1214, BR 10 Outside HRSG SWG enclosure | Motor Operated Valve | 02-LVB-PPL-1214 | 480 V CIRCUIT BREACKER
UNIT 2 AUXBLR TO STM SEP INLET BYP VLV | 02-MOV-AS322 | 02-LVB-PPL-1214, BR 9 Outside HRSG SWG enclosure | Motor Operated Valve | 02-LVB-PPL-1214 | 480 V CIRCUIT BREACKER
UNIT 2 BFW PMP 01A IP DISCH VLV PWR 480VAC | 02-MOV-BFW139 | 02-LVB-PPL-1214, BR 5 Outside HRSG SWG enclosure | Motor Operated Valve | 02-LVB-PPL-1214 | 480 V CIRCUIT BREACKER
UNIT 2 BFW PMP 01A IP DISCH BYP VLV PWR 480VAC | 02-MOV-BFW140 | 02-LVB-PPL-1214, BR 6 Outside HRSG SWG enclosure | Motor Operated Valve | 02-LVB-PPL-1214 | 480 V CIRCUIT BREACKER
UNIT 2 BFW PMP 01A HP DISCH VLV PWR 480VAC | 02-MOV-BFW145 | 02-LVB-PPL-1214, BR 1 Outside HRSG SWG enclosure | Motor Operated Valve | 02-LVB-PPL-1214 | 480 V CIRCUIT BREACKER
UNIT 2 BFW PMP 01A HP DISCH BYP VLV PWR 480VAC | 02-MOV-BFW146 | 02-LVB-PPL-1214, BR 2 Outside HRSG SWG enclosure | Motor Operated Valve | 02-LVB-PPL-1214 | 480 V CIRCUIT BREACKER
UNIT 2 BFW PMP 01B IP DISCH VLV PWR 480VAC | 02-MOV-BFW179 | 02-LVB-PPL-1214, BR 7 Outside HRSG SWG enclosure | Motor Operated Valve | 02-LVB-PPL-1214 | 480 V CIRCUIT BREACKER
UNIT 2 BFW PMP 01B IP DISCH BYP VLV PWR 480VAC | 02-MOV-BFW180 | 02-LVB-PPL-1214, BR 8 Outside HRSG SWG enclosure | Motor Operated Valve | 02-LVB-PPL-1214 | 480 V CIRCUIT BREACKER
UNIT 2 BFW PMP 01B HP DISCH VLV PWR 480VAC | 02-MOV-BFW185 | 02-LVB-PPL-1214, BR 3 Outside HRSG SWG enclosure | Motor Operated Valve | 02-LVB-PPL-1214 | 480 V CIRCUIT BREACKER
UNIT 2 BFW PMP 01B HP DISCH BYP VLV PWR 480VAC | 02-MOV-BFW186 | 02-LVB-PPL-1214, BR 4 Outside HRSG SWG enclosure | Motor Operated Valve | 02-LVB-PPL-1214 | 480 V CIRCUIT BREACKER
UNIT 1 LP SPARGING STEAM SHUTOFF VLV | 02-MOV-HLS944 | 02-LVB-PPL-1214, BR 11 Outside HRSG SWG enclosure | Motor Operated Valve | 02-LVB-PPL-1214 | 480 V CIRCUIT BREACKER
AUX BLR FEED WTR ISOLATION MOV 480VAC | 00-MOV-AXS-900 | 02-LVB-PPL-1215, BR 6 Pipe rack 1 by startup htr | Motor Operated Valve | 02-LVB-PPL-1215 | 480 V CIRCUIT BREACKER
AUX BLR MAIN STEAM STOP MOV 480VAC | 00-MOV-AXS901 | 02-LVB-PPL-1215, BR 7 Pipe rack 1 by startup htr | Motor Operated Valve | 02-LVB-PPL-1215 | 480 V CIRCUIT BREACKER
AUX BLR FEED WTR DA PMP 1 MOV 480VAC | 00-MOV-AXS-904 | 02-LVB-PPL-1215, BR 8 Pipe rack 1 by startup htr | Motor Operated Valve | 02-LVB-PPL-1215 | 480 V CIRCUIT BREACKER
AUX BLR FEED WTR DA PMP 2 MOV 480VAC | 00-MOV-AXS905 | 02-LVB-PPL-1215, BR 9 Pipe rack 1 by startup htr | Motor Operated Valve | 02-LVB-PPL-1215 | 480 V CIRCUIT BREACKER
CCF AUX BLR AMMONIA FEED PMP CPL 480VAC | 00-CCF-CPL-01 | 02-LVB-PPL-1215, BR 1 Pipe rack 1 by startup htr | Control Power Feed | 02-LVB-PPL-1215 | 480 V CIRCUIT BREACKER
AUX BLR BLDG 480-208/120VAC XFR 12151 FEED | 02-LVB-XFR-12151 | 02-LVB-PPL-1215, BR 5 Pipe rack 1 by startup htr | Transformer | 02-LVB-PPL-1215 | 480 V CIRCUIT BREACKER
AUX BOILER BLDG ROOF EXH FAN DSW 1 480 VAC | 00-HVC-DSW-01 | 02-LVB-PPL-1215, BR 11 Pipe rack 1 by startup htr |  | 02-LVB-PPL-1215 | 480 V CIRCUIT BREACKER
AUX BOILER BLDG ROOF EXH FAN DSW 2 480 VAC | 00-HVC-DSW-02 | 02-LVB-PPL-1215, BR 12 Pipe rack 1 by startup htr |  | 02-LVB-PPL-1215 | 480 V CIRCUIT BREACKER
AUX BOILER BLDG ROOF EXH FAN DSW 3 480 VAC | 00-HVC-DSW-03 | 02-LVB-PPL-1215, BR 13 Pipe rack 1 by startup htr |  | 02-LVB-PPL-1215 | 480 V CIRCUIT BREACKER
AUX BOILER ROLL UP DOOR 480VAC | 00-HVC-DOR-01 | 02-LVB-PPL-1215, BR 14 Pipe rack 1 by startup htr |  | 02-LVB-PPL-1215 | 480 V CIRCUIT BREACKER
SDR CPL LIFT STATION FEED A 480VAC | 00-SDR-CPL-01 | 02-LVB-PPL-1218, BR 1 NE corner of RO bldg | Control Power Feed | 02-LVB-PPL-1218 | 480 V CIRCUIT BREACKER
WT DRAINS SUMP PMP CPL FEED A 480VAC | 00-DWT-CPL-01 | 02-LVB-PPL-1218, BR 2 NE corner of RO bldg | Control Power Feed | 02-LVB-PPL-1218 | 480 V CIRCUIT BREACKER
WTT RO CIP PWR DIST 480VAC | 00-DWT-CPL-05A | 02-LVB-PPL-1218, BR 5 NE corner of RO bldg | Control Power Feed | 02-LVB-PPL-1218 | 480 V CIRCUIT BREACKER
SWS CPL MAIN PWR FEED - PWR CABLE | 00-SWS-CPL-01 | 02-LVB-PPL-1218, BR 6 NE corner of RO bldg | Control Power Feed | 02-LVB-PPL-1218 | 480 V CIRCUIT BREACKER
WTT BLDG 480-208/120VAC XFR 12181 FEED | 02-LVB-XFR-12181 | 02-LVB-PPL-1218, BR 14 NE corner of RO bldg | Transformer | 02-LVB-PPL-1218 | 480 V CIRCUIT BREACKER
5 TON HVAC #3 |  | 02-LVB-PPL-1411, BR1ACC MCC enclosure |  | 02-LVB-PPL-1411 | 480 V CIRCUIT BREACKER
5 TON HVAC #5 |  | 02-LVB-PPL-1411, BR3ACC MCC enclosure |  | 02-LVB-PPL-1411 | 480 V CIRCUIT BREACKER
5 TON HVAC #2 |  | 02-LVB-PPL-1411, BR2ACC MCC enclosure |  | 02-LVB-PPL-1411 | 480 V CIRCUIT BREACKER
WELDING RECEPTACLE |  | 02-LVB-PPL-1411, BR4ACC MCC enclosure |  | 02-LVB-PPL-1411 | 480 V CIRCUIT BREACKER
UNIT 2 COND TO COND IRON FLTR 01A VLV PWR 480V | 02-MOV-CND201 | 02-LVB-PPL-1411, BR5ACC MCC enclosure | Motor Operated Valve | 02-LVB-PPL-1411 | 480 V CIRCUIT BREACKER
UNIT 2 COND TO COND IRON FLTR 01B VLV PWR 480V | 02-MOV-CND211 | 02-LVB-PPL-1411, BR6ACC MCC enclosure | Motor Operated Valve | 02-LVB-PPL-1411 | 480 V CIRCUIT BREACKER
UNIT 2 COND IRON FLTR BYP VLV PWR 480VAC | 02-MOV-CND221 | 02-LVB-PPL-1411, BR7ACC MCC enclosure | Motor Operated Valve | 02-LVB-PPL-1411 | 480 V CIRCUIT BREACKER
UNIT 2 ACC STM VLV ROW 1 PWR 480VAC | 02-MOV-CND814 | 02-LVB-PPL-1411, BR10ACC MCC enclosure | Motor Operated Valve | 02-LVB-PPL-1411 | 480 V CIRCUIT BREACKER
UNIT 2 ACC STM VLV ROW 2 PWR 480VAC | 02-MOV-CND815 | 02-LVB-PPL-1411, BR12ACC MCC enclosure | Motor Operated Valve | 02-LVB-PPL-1411 | 480 V CIRCUIT BREACKER
5 TON HVAC #1 |  | 02-LVB-PPL-1611, BR1ACC MCC enclosure |  | 02-LVB-PPL-1611 | 480 V CIRCUIT BREACKER
UNIT 2 CND TNK IMMERSION HTR | 02-CND-HTR-869 | 02-LVB-PPL-1611, BR5ACC MCC enclosure | Heater | 02-LVB-PPL-1611 | 480 V CIRCUIT BREACKER
UNIT 2 ACC UPPER DECK WELDING RECEPT 4 | 02-LVB-RCP-04 | 02-LVB-PPL-1611, BR7ACC MCC enclosure |  | 02-LVB-PPL-1611 | 480 V CIRCUIT BREACKER
UNIT 2 ACC UPPER DECK WELDING RECEPT 5 | 02-LVB-RCP-05 | 02-LVB-PPL-1611, BR9ACC MCC enclosure |  | 02-LVB-PPL-1611 | 480 V CIRCUIT BREACKER
UNIT 2 ACC UPPER DECK WELDING RECEPT 6 | 02-LVB-RCP-06 | 02-LVB-PPL-1611, BR11ACC MCC enclosure |  | 02-LVB-PPL-1611 | 480 V CIRCUIT BREACKER
5 TON HVAC #4 |  | 02-LVB-PPL-1611, BR2ACC MCC enclosure |  | 02-LVB-PPL-1611 | 480 V CIRCUIT BREACKER
UNIT 2 ACC UPPER DECK WELDING RECEPT 7 | 02-LVB-RCP-07 | 02-LVB-PPL-1611, BR10ACC MCC enclosure |  | 02-LVB-PPL-1611 | 480 V CIRCUIT BREACKER
UNIT 2 ACC GRADE WELDING RECEPT 8 | 02-LVB-RCP-08 | 02-LVB-PPL-1611, BR12ACC MCC enclosure |  | 02-LVB-PPL-1611 | 480 V CIRCUIT BREACKER
UNIT 2 TUR BLDG 480V/208-120V AC DIST XFR 1 | 02-LVB-XFR-22111 | 02-LVB-PPL-2211, BR 4 Maintenance shop NW | Transformer | 02-LVB-PPL-2211 | 480 V CIRCUIT BREACKER
UNIT 2 TURBINE BUILDING 480V PANELBOARD SE | 02-LVB-PPL-22112 | 02-LVB-PPL-2211, BR 5 Maintenance shop NW | Power Panel | 02-LVB-PPL-2211 | 480 V CIRCUIT BREACKER
UNIT 2 TURBINE BUILDING 480V PANELBOARD SW | 02-LVB-PPL-22113 | 02-LVB-PPL-2211, BR 6 Maintenance shop NW | Power Panel | 02-LVB-PPL-2211 | 480 V CIRCUIT BREACKER
UNIT 2 TURBINE BLDG ROOF EXH FAN DSW 51 480V | 02-HVC-DSW-51 | 02-LVB-PPL-22112, BR1SE turbine deck |  | 02-LVB-PPL-22112 | 480 V CIRCUIT BREACKER
UNIT 2 TURBINE BLDG ROOF EXH FAN DSW 52 480V | 02-HVC-DSW-52 | 02-LVB-PPL-22112, BR2SE turbine deck |  | 02-LVB-PPL-22112 | 480 V CIRCUIT BREACKER
UNIT 2 TURBINE BLDG ROOF EXH FAN DSW 53 480V | 02-HVC-DSW-53 | 02-LVB-PPL-22112, BR3SE turbine deck |  | 02-LVB-PPL-22112 | 480 V CIRCUIT BREACKER
UNIT 2 TURBINE BLDG ROOF EXH FAN DSW 54 480V | 02-HVC-DSW-54 | 02-LVB-PPL-22112, BR4SE turbine deck |  | 02-LVB-PPL-22112 | 480 V CIRCUIT BREACKER
UNIT 2 TURBINE BLDG ROOF EXH FAN DSW 55 480V | 02-HVC-DSW-55 | 02-LVB-PPL-22112, BR5SE turbine deck |  | 02-LVB-PPL-22112 | 480 V CIRCUIT BREACKER
UNIT 2 TURBINE BLDG ROOF EXH FAN DSW 56 480V | 02-HVC-DSW-56 | 02-LVB-PPL-22112, BR6SE turbine deck |  | 02-LVB-PPL-22112 | 480 V CIRCUIT BREACKER
UNIT 2 TURBINE BLDG ROOF EXH FAN DSW 57 480V | 02-HVC-DSW-57 | 02-LVB-PPL-22112, BR7SE turbine deck |  | 02-LVB-PPL-22112 | 480 V CIRCUIT BREACKER
UNIT 2 TURBINE BLDG ROOF EXH FAN DSW 58 480V | 02-HVC-DSW-58 | 02-LVB-PPL-22112, BR8SE turbine deck |  | 02-LVB-PPL-22112 | 480 V CIRCUIT BREACKER
UNIT 2 TURBINE BLDG AHU 67 DSW 480 VAC | 02-HVC-DSW-67 | 02-LVB-PPL-22112, BR9SE turbine deck |  | 02-LVB-PPL-22112 | 480 V CIRCUIT BREACKER
UNIT 2 TURBINE BLDG AHU 54 DSW 480 VAC | 02-HVC-DSW-70 | 02-LVB-PPL-22112, BR10SE turbine deck |  | 02-LVB-PPL-22112 | 480 V CIRCUIT BREACKER
UNIT 2 TURBINE BLDG ROLL UP DOOR 1 480 VAC | 02-HVC-DOR-01 | 02-LVB-PPL-22112, BR11SE turbine deck |  | 02-LVB-PPL-22112 | 480 V CIRCUIT BREACKER
TUR BLD 02 LOCAL FIRE ALARM CPL NODE #3 | 00-FPS-PNL-14 | 02-LVB-PPL-22113, BR5SW turbine deck |  | 02-LVB-PPL-22113 | 480 V CIRCUIT BREACKER
UNIT 2 WTT CALCITE FILTER 120VAC RECEP | 02-DWS-CPL-06 | 02-LVB-PPL-22113, BR6SW turbine deck | Control Power Feed | 02-LVB-PPL-22113 | 480 V CIRCUIT BREACKER
ST 2 DRNS SUMP PMP CTRL PNL REDUNDANT 1 120V | 02-PDR-CPL-01 | 02-LVB-PPL-22113, BR7SW turbine deck | Control Power Feed | 02-LVB-PPL-22113 | 480 V CIRCUIT BREACKER
UNIT 2 DRAINS TANK AREA DECK LIGHTS 120VAC | 02-2701-W2 | 02-LVB-PPL-22113, BR8SW turbine deck |  | 02-LVB-PPL-22113 | 480 V CIRCUIT BREACKER
UNIT 2 SFC XFMR S.HTR 120 VAC MAIN | 02MKE01GT101 | 02-LVB-PPL-22113, BR9SW turbine deck |  | 02-LVB-PPL-22113 | 480 V CIRCUIT BREACKER
UNIT 2 DRAINS TANK AREA CONVENIENCE RECP | 02-1301-R1 | 02-LVB-PPL-22113, BR10SW turbine deck |  | 02-LVB-PPL-22113 | 480 V CIRCUIT BREACKER
UNIT 2 TURB CTRL PKG SAFETY SHWR 120 VAC MAIN | 00-PWS-JBX-06 | 02-LVB-PPL-22113, BR11SW turbine deck |  | 02-LVB-PPL-22113 | 480 V CIRCUIT BREACKER
UNIT 2 IPBD VTSC MAIN PWR 208VAC | 02-IPB-CPL-03 | 02-LVB-PPL-22113, BR12/14/16SW turbine deck | Control Power Feed | 02-LVB-PPL-22113 | 480 V CIRCUIT BREACKER
UNIT 2 CALCITE FILTER CO2 INJECT MODULE CTRL PNL | 02-DWS-CPL-07 | 02-LVB-PPL-22113, BR13SW turbine deck | Control Power Feed | 02-LVB-PPL-22113 | 480 V CIRCUIT BREACKER
UNIT 1 GCB PLATFORM LIGHTS | 02-3301-M1 | 02-LVB-PPL-22113, BR15SW turbine deck |  | 02-LVB-PPL-22113 | 480 V CIRCUIT BREACKER
UNIT 2 IPBD DCT/UAT DSW HTRS 208VAC | 02-IPB-CPL-02 | 02-LVB-PPL-22113, BR18/20/22SW turbine deck | Control Power Feed | 02-LVB-PPL-22113 | 480 V CIRCUIT BREACKER
UNIT 2 TURBINE BLDG WEST WALL INTAKE LOUVER 77 | 02-HVC-LVR-77 | 02-LVB-PPL-22113, BR23SW turbine deck |  | 02-LVB-PPL-22113 | 480 V CIRCUIT BREACKER
UNIT 2 TURBINE BLDG WEST WALL INTAKE LOUVER 74 | 02-HVC-LVR-74 | 02-LVB-PPL-22113, BR24SW turbine deck |  | 02-LVB-PPL-22113 | 480 V CIRCUIT BREACKER
UNIT 2 TURBINE BLDG GAS HEATER FAN 51 120 VAC | 02-HVC-HTR-51 | 02-LVB-PPL-22113, BR25SW turbine deck | Heater | 02-LVB-PPL-22113 | 480 V CIRCUIT BREACKER
UNIT 2 TURBINE BLDG GAS HEATER FAN 61 120 VAC | 02-HVC-HTR-61 | 02-LVB-PPL-22113, BR26SW turbine deck | Heater | 02-LVB-PPL-22113 | 480 V CIRCUIT BREACKER
UNIT 2 TURBINE BLDG GAS HEATER FAN 52 120 VAC | 02-HVC-HTR-52 | 02-LVB-PPL-22113, BR27SW turbine deck | Heater | 02-LVB-PPL-22113 | 480 V CIRCUIT BREACKER
UNIT 2 TURBINE BLDG GAS HEATER FAN 62 120 VAC | 02-HVC-HTR-62 | 02-LVB-PPL-22113, BR28SW turbine deck | Heater | 02-LVB-PPL-22113 | 480 V CIRCUIT BREACKER
UNIT 2 TURBINE BLDG GAS HEATER FAN 53 120 VAC | 02-HVC-HTR-53 | 02-LVB-PPL-22113, BR29SW turbine deck | Heater | 02-LVB-PPL-22113 | 480 V CIRCUIT BREACKER
UNIT 2 TURBINE BLDG GAS HEATER FAN 63 120 VAC | 02-HVC-HTR-63 | 02-LVB-PPL-22113, BR30SW turbine deck | Heater | 02-LVB-PPL-22113 | 480 V CIRCUIT BREACKER
UNIT 2 TURBINE BLDG EMERGENCY LIGHTING | 02-4001-E2 | 02-LVB-PPL-22113, BR31SW turbine deck |  | 02-LVB-PPL-22113 | 480 V CIRCUIT BREACKER
UNIT 2 TURBINE BLDG EMERGENCY LIGHTING | 02-4101-E5 | 02-LVB-PPL-22113, BR32SW turbine deck |  | 02-LVB-PPL-22113 | 480 V CIRCUIT BREACKER
5 TON HVAC #4 |  | 02-LVB-PPL-2212, BR 1 Inside HRSG SWG enclosure |  | 02-LVB-PPL-2212 | 480 V CIRCUIT BREACKER
5 TON HVAC #5 |  | 02-LVB-PPL-2212, BR 2 Inside HRSG SWG enclosure |  | 02-LVB-PPL-2212 | 480 V CIRCUIT BREACKER
5 TON HVAC #6 |  | 02-LVB-PPL-2212, BR 3 Inside HRSG SWG enclosure |  | 02-LVB-PPL-2212 | 480 V CIRCUIT BREACKER
UNIT 2 CEMS DSW 02 480 VAC | 02-CEM-DSW-02 | 02-LVB-PPL-2212, BR 13 Inside HRSG SWG enclosure |  | 02-LVB-PPL-2212 | 480 V CIRCUIT BREACKER
HRSG 2 HP BD MAINFOLD DRN MAIN PWR FEED | 02-MOV-HBD941 | 02-LVB-PPL-2212, BR 8 Inside HRSG SWG enclosure | Motor Operated Valve | 02-LVB-PPL-2212 | 480 V CIRCUIT BREACKER
HRSG 2 IP BD MAINFOLD DRN MAIN PWR FEED | 02-MOV-HBD942 | 02-LVB-PPL-2212, BR 9 Inside HRSG SWG enclosure | Motor Operated Valve | 02-LVB-PPL-2212 | 480 V CIRCUIT BREACKER
HRSG 2 REHEAT ATTEMP INLET SHUTOFF VLV FEED | 02-MOV-HRS912 | 02-LVB-PPL-2212, BR 6 Inside HRSG SWG enclosure | Motor Operated Valve | 02-LVB-PPL-2212 | 480 V CIRCUIT BREACKER
HRSG 2 HP ATTEMP COOLING WATER SHUTOFF VLV | 02-MOV-HRS914 | 02-LVB-PPL-2212, BR 5 Inside HRSG SWG enclosure | Motor Operated Valve | 02-LVB-PPL-2212 | 480 V CIRCUIT BREACKER
HRSG 2 REHEAT DRN MOV MAIN PWR FEED | 02-MOV-HRS914 | 02-LVB-PPL-2212, BR 7 Inside HRSG SWG enclosure | Motor Operated Valve | 02-LVB-PPL-2212 | 480 V CIRCUIT BREACKER
UNIT 2 BFP A SOUND ENCLOSURE HEATER PWR FEED | 02-BFW-PNL-01A | 02-LVB-PPL-2213, BR 1 Outside HRSG SWG enclosure |  | 02-LVB-PPL-2213 | 480 V CIRCUIT BREACKER
UNIT 2 BFP B SOUND ENCLOSURE HEATER PWR FEED | 02-BFW-PNL-01B | 02-LVB-PPL-2213, BR 2 Outside HRSG SWG enclosure |  | 02-LVB-PPL-2213 | 480 V CIRCUIT BREACKER
HRSG 2 GRADE W 480VAC PANELBOARD 2 MAIN FEED | 02-LVB-PPL-22131 | 02-LVB-PPL-2213, BR 10 Outside HRSG SWG enclosure | Power Panel | 02-LVB-PPL-2213 | 480 V CIRCUIT BREACKER
UNIT 2 ACHE AREA WELDING RECEPT | 02-LVB-RCP-02 | 02-LVB-PPL-2213, BR 11 Outside HRSG SWG enclosure |  | 02-LVB-PPL-2213 | 480 V CIRCUIT BREACKER
UNIT 2 HRSG STACK HOIST PWR FEED | 02-HRG-HST-01 | 02-LVB-PPL-2213, BR 13 Outside HRSG SWG enclosure |  | 02-LVB-PPL-2213 | 480 V CIRCUIT BREACKER
UNIT 2 BFW PUMP 01B HOIST 480VAC PWR FEED | 02-BFW-HST-01B | 02-LVB-PPL-2213, BR 14 Outside HRSG SWG enclosure |  | 02-LVB-PPL-2213 | 480 V CIRCUIT BREACKER
UNIT 2 HP STEAM BYPASS VALVE HOIST PWR FEED | 02-HPS-HST-01 | 02-LVB-PPL-2213, BR 15 Outside HRSG SWG enclosure |  | 02-LVB-PPL-2213 | 480 V CIRCUIT BREACKER
PIPERACK 2 WELDING RECEPT 9 480VAC | 02-LVB-RCP-09 | 02-LVB-PPL-2213, BR 16 Outside HRSG SWG enclosure |  | 02-LVB-PPL-2213 | 480 V CIRCUIT BREACKER
UNIT 2 BFW PUMP 01A HOIST 480VAC PWR FEED | 02-BFW-HST-01A | 02-LVB-PPL-2213, BR 17 Outside HRSG SWG enclosure |  | 02-LVB-PPL-2213 | 480 V CIRCUIT BREACKER
PIPERACK 2 WELDING RECEPT 11 480VAC | 02-LVB-RCP-11 | 02-LVB-PPL-2213, BR 18 Outside HRSG SWG enclosure |  | 02-LVB-PPL-2213 | 480 V CIRCUIT BREACKER
PIPERACK 2 WELDING RECEPT 10 480VAC | 02-LVB-RCP-10 | 02-LVB-PPL-2213, BR 19 Outside HRSG SWG enclosure |  | 02-LVB-PPL-2213 | 480 V CIRCUIT BREACKER
PIPERACK 2 WELDING RECEPT 13 480VAC | 02-LVB-RCP-13 | 02-LVB-PPL-2213, BR 20 Outside HRSG SWG enclosure |  | 02-LVB-PPL-2213 | 480 V CIRCUIT BREACKER
PIPERACK 2 WELDING RECEPT 12 480VAC | 02-LVB-RCP-12 | 02-LVB-PPL-2213, BR 21 Outside HRSG SWG enclosure |  | 02-LVB-PPL-2213 | 480 V CIRCUIT BREACKER
HRSG 2 HP INTERMITTENT BLOWDOWN STOP FEED | 02-MOV-HHS909 | 02-LVB-PPL-2213, BR 7 Outside HRSG SWG enclosure | Motor Operated Valve | 02-LVB-PPL-2213 | 480 V CIRCUIT BREACKER
HRSG 2 HP INTERMITTENT BLOWDOWN STOP FEED | 02-MOV-HHS912 | 02-LVB-PPL-2213, BR 9 Outside HRSG SWG enclosure | Motor Operated Valve | 02-LVB-PPL-2213 | 480 V CIRCUIT BREACKER
HRSG 2 IP STEAM OUTLET MOV MAIN PWR FEED | 02-MOV-HIS902 | 02-LVB-PPL-2213, BR 3 Outside HRSG SWG enclosure | Motor Operated Valve | 02-LVB-PPL-2213 | 480 V CIRCUIT BREACKER
HRSG 2 IP FEEDWATER FGH STOP VLV MAIN PWR FEED | 02-MOV-HIS904 | 02-LVB-PPL-2213, BR 5 Outside HRSG SWG enclosure | Motor Operated Valve | 02-LVB-PPL-2213 | 480 V CIRCUIT BREACKER
HRSG 2 IP CONT BLOWDOWN STOP MAIN PWR FEED | 02-MOV-HIS905 | 02-LVB-PPL-2213, BR 6 Outside HRSG SWG enclosure | Motor Operated Valve | 02-LVB-PPL-2213 | 480 V CIRCUIT BREACKER
HRSG 2 IP STEAM STOP MAIN PWR FEED | 02-MOV-HIS908 | 02-LVB-PPL-2213, BR 8 Outside HRSG SWG enclosure | Motor Operated Valve | 02-LVB-PPL-2213 | 480 V CIRCUIT BREACKER
HRSG 2 IP SH MOV VENT VLV 480 VAC | 02-MOV-HIS946 | 02-LVB-PPL-2213, BR 12 Outside HRSG SWG enclosure | Motor Operated Valve | 02-LVB-PPL-2213 | 480 V CIRCUIT BREACKER
HRSG 2 LP FEEDWATER INLET STOP MAIN PWR FEED | 02-MOV-HLS931 | 02-LVB-PPL-2213, BR 4 Outside HRSG SWG enclosure | Motor Operated Valve | 02-LVB-PPL-2213 | 480 V CIRCUIT BREACKER
HRSG 2 BFW LOL HTR A 480VAC | 02-BFW-HTR-02A | 02-LVB-PPL-22131, BR4Outside HRSG SWG enclosure | Heater | 02-LVB-PPL-22131 | 480 V CIRCUIT BREACKER
HRSG 2 BFW LOL HTR B 480VAC | 02-BFW-HTR-02B | 02-LVB-PPL-22131, BR14Outside HRSG SWG enclosure | Heater | 02-LVB-PPL-22131 | 480 V CIRCUIT BREACKER
HRSG 2 HP SPARGING STEAM MOV MAIN PWR FEED | 02-MOV-HHS904 | 02-LVB-PPL-22131, BR11Outside HRSG SWG enclosure | Motor Operated Valve | 02-LVB-PPL-22131 | 480 V CIRCUIT BREACKER
HRSG 2 ATTEMP DRN POT STOP MOV MAIN PWR FEED | 02-MOV-HHS911 | 02-LVB-PPL-22131, BR13Outside HRSG SWG enclosure | Motor Operated Valve | 02-LVB-PPL-22131 | 480 V CIRCUIT BREACKER
HRSG 2 HP ECON VENT MAIN PWR FEED | 02-MOV-HHS942 | 02-LVB-PPL-22131, BR9Outside HRSG SWG enclosure | Motor Operated Valve | 02-LVB-PPL-22131 | 480 V CIRCUIT BREACKER
HRSG 2 HP CASCADING BLOWDOWN ISOLATION FEED | 02-MOV-HHS943 | 02-LVB-PPL-22131, BR10Outside HRSG SWG enclosure | Motor Operated Valve | 02-LVB-PPL-22131 | 480 V CIRCUIT BREACKER
HRSG 2 IP SPARGING STEAM STOP MAIN PWR FEED | 02-MOV-HIS909 | 02-LVB-PPL-22131, BR5Outside HRSG SWG enclosure | Motor Operated Valve | 02-LVB-PPL-22131 | 480 V CIRCUIT BREACKER
HRSG 2 IP INTERMITTENT BLOWDOWN STOP FEED | 02-MOV-HIS916 | 02-LVB-PPL-22131, BR6Outside HRSG SWG enclosure | Motor Operated Valve | 02-LVB-PPL-22131 | 480 V CIRCUIT BREACKER
HRSG 2 IP INTERMITTENT BLOWDOWN STOP FEED | 02-MOV-HIS917 | 02-LVB-PPL-22131, BR8Outside HRSG SWG enclosure | Motor Operated Valve | 02-LVB-PPL-22131 | 480 V CIRCUIT BREACKER
HRSG 2 IP ECON VENT STOP MAIN PWR FEED | 02-MOV-HIS943 | 02-LVB-PPL-22131, BR12Outside HRSG SWG enclosure | Motor Operated Valve | 02-LVB-PPL-22131 | 480 V CIRCUIT BREACKER
HRSG 2 LP ECON VENT MAIN PWR FEED | 02-MOV-HLS907 | 02-LVB-PPL-22131, BR7Outside HRSG SWG enclosure | Motor Operated Valve | 02-LVB-PPL-22131 | 480 V CIRCUIT BREACKER
SDR CPL LIFT STATION FEED B 480VAC | 00-SDR-CPL-01 | 02-LVB-PPL-2214, BR 1 NE corner of RO bldg | Control Power Feed | 02-LVB-PPL-2214 | 480 V CIRCUIT BREACKER
WT DRAINS SUMP PMP CPL FEED B 480VAC | 00-DWT-CPL-01 | 02-LVB-PPL-2214, BR 2 NE corner of RO bldg | Control Power Feed | 02-LVB-PPL-2214 | 480 V CIRCUIT BREACKER
DWS CPL PWR FEED | 00-DWS-CPL-01 | 02-LVB-PPL-2214, BR 3 NE corner of RO bldg | Control Power Feed | 02-LVB-PPL-2214 | 480 V CIRCUIT BREACKER
ADMN BLDG 480-208/120VAC XFR | 02-LVB-PPL-22141 | 02-LVB-PPL-2214, BR 5 NE corner of RO bldg | Power Panel | 02-LVB-PPL-2214 | 480 V CIRCUIT BREACKER
ADMIN BLDG WELDING RECEPT | 00-LVB-RCP-01 | 02-LVB-PPL-2214, BR 7 NE corner of RO bldg |  | 02-LVB-PPL-2214 | 480 V CIRCUIT BREACKER
UNIT 2 TURBINE BLDG ROOF EXH FAN DSW 59 480V | 02-HVC-DSW-59 | 02-LVB-PPL-2215, BR1NE corner turbine bldg |  | 02-LVB-PPL-2215 | 480 V CIRCUIT BREACKER
UNIT 2 TURBINE BLDG ROOF EXH FAN DSW 60 480V | 02-HVC-DSW-60 | 02-LVB-PPL-2215, BR2NE corner turbine bldg |  | 02-LVB-PPL-2215 | 480 V CIRCUIT BREACKER
UNIT 2 TURBINE BLDG ROOF EXH FAN DSW 61 480V | 02-HVC-DSW-61 | 02-LVB-PPL-2215, BR3NE corner turbine bldg |  | 02-LVB-PPL-2215 | 480 V CIRCUIT BREACKER
UNIT 2 TURBINE BLDG ROOF EXH FAN DSW 62 480V | 02-HVC-DSW-62 | 02-LVB-PPL-2215, BR4NE corner turbine bldg |  | 02-LVB-PPL-2215 | 480 V CIRCUIT BREACKER
UNIT 2 TURBINE BLDG ROOF EXH FAN DSW 63 480V | 02-HVC-DSW-63 | 02-LVB-PPL-2215, BR5NE corner turbine bldg |  | 02-LVB-PPL-2215 | 480 V CIRCUIT BREACKER
UNIT 2 TURBINE BLDG ROOF EXH FAN DSW 64 480V | 02-HVC-DSW-64 | 02-LVB-PPL-2215, BR6NE corner turbine bldg |  | 02-LVB-PPL-2215 | 480 V CIRCUIT BREACKER
UNIT 2 TURBINE BLDG ROOF EXH FAN DSW 65 480V | 02-HVC-DSW-65 | 02-LVB-PPL-2215, BR7NE corner turbine bldg |  | 02-LVB-PPL-2215 | 480 V CIRCUIT BREACKER
UNIT 2 TURBINE BLDG ROOF EXH FAN DSW 66 480V | 02-HVC-DSW-66 | 02-LVB-PPL-2215, BR8NE corner turbine bldg |  | 02-LVB-PPL-2215 | 480 V CIRCUIT BREACKER
UNIT 2 TURBINE BLDG AHU 53 DSW 480 VAC | 02-HVC-DSW-69 | 02-LVB-PPL-2215, BR9NE corner turbine bldg |  | 02-LVB-PPL-2215 | 480 V CIRCUIT BREACKER
UNIT 2 TURBINE BLDG AHU 68 DSW 480 VAC | 02-HVC-DSW-68 | 02-LVB-PPL-2215, BR10NE corner turbine bldg |  | 02-LVB-PPL-2215 | 480 V CIRCUIT BREACKER
UNIT 2 TURBINE BLDG ROLL UP DOOR 2 480 VAC | 02-HVC-DOR-02 | 02-LVB-PPL-2215, BR11NE corner turbine bldg |  | 02-LVB-PPL-2215 | 480 V CIRCUIT BREACKER
SWYD PPL 2 480VAC MAIN | 02-LVB-PPL-2711 | MVB, 02-LVB-SWB-271, BR 2 | Power Panel | 02-LVB-SWB-271 | 480 V CIRCUIT BREACKER
UPS SYSTEM UNIT 02 | 02-LVF-UPS-01 | MVB, 02-LVB-SWB-271, BR 4 |  | 02-LVB-SWB-271 | 480 V CIRCUIT BREACKER
UNIT 2 GSU CTRL PNL 480 VAC PWR MAIN 1 | 02-GSU-CPL-01 | MVB, 02-LVB-SWB-271, BR 6 | Control Power Feed | 02-LVB-SWB-271 | 480 V CIRCUIT BREACKER
10 TON HVAC UNIT - MAIN ROOM HVAC #6 |  | MVB, 02-LVB-SWB-271, BR 8 |  | 02-LVB-SWB-271 | 480 V CIRCUIT BREACKER
WELDING RECEPTACLE #3 |  | MVB, 02-LVB-SWB-271, BR 10 |  | 02-LVB-SWB-271 | 480 V CIRCUIT BREACKER
WELDING RECEPTACLE #4 |  | MVB, 02-LVB-SWB-271, BR 12 |  | 02-LVB-SWB-271 | 480 V CIRCUIT BREACKER
UNIT 2 125VDC BATTERY CHARGER A | 02-LVE-CHG-01A | MVB, 02-LVB-SWB-271, BR 16 |  | 02-LVB-SWB-271 | 480 V CIRCUIT BREACKER
UPS BYPASS TRANSFORMER | 00-LVF-XFR-01 | MVB, 02-LVB-SWB-271, BR 3 | Transformer | 02-LVB-SWB-271 | 480 V CIRCUIT BREACKER
UNIT 1 GSU CTRL PNL 480 VAC PWR MAIN 2 | 01-GSU-CPL-01 | MVB, 02-LVB-SWB-271, BR 7 | Control Power Feed | 02-LVB-SWB-271 | 480 V CIRCUIT BREACKER
10 TON HVAC UNIT - MAIN ROOM HVAC #8 |  | MVB, 02-LVB-SWB-271, BR 9 |  | 02-LVB-SWB-271 | 480 V CIRCUIT BREACKER
10 TON HVAC UNIT - MAIN ROOM HVAC #10 |  | MVB, 02-LVB-SWB-271, BR 11 |  | 02-LVB-SWB-271 | 480 V CIRCUIT BREACKER
UNIT 1 125VDC BATTERY CHARGER B (MVB) | 01-LVE-CHG-01B | MVB, 02-LVB-SWB-271, BR 15 |  | 02-LVB-SWB-271 | 480 V CIRCUIT BREACKER
MV PDC XFMR 2 480-120/208VAC | 02-LVB-XFR-2712 | MVB, 02-LVB-SWB-271, BR 17 | Transformer | 02-LVB-SWB-271 | 480 V CIRCUIT BREACKER
UNIT 2 GEN EXCIT PKG AUX PWR SPLY 480 VAC | 02MKC01GP101 | MVB, 02-LVB-SWB-271, BR 25 |  | 02-LVB-SWB-271 | 480 V CIRCUIT BREACKER
INA ADY A PWR FEED | 00-INA-CPL-02A | MVB, 02-LVB-SWB-271, BR 29 | Control Power Feed | 02-LVB-SWB-271 | 480 V CIRCUIT BREACKER
ROADWAY LIGHTS SOUTHEAST SECTION 480VAC | 02-LTG-CNT-2711 | MVB, 02-LVB-SWB-271, BR 33 |  | 02-LVB-SWB-271 | 480 V CIRCUIT BREACKER
ROADWAY LIGHTS NORTH SECTION 480VAC | 02-LTG-CNT-2711 | MVB, 02-LVB-SWB-271, BR 35 |  | 02-LVB-SWB-271 | 480 V CIRCUIT BREACKER
UNIT 2 GT SFC PKG AUX PWR SPLY 480 VAC | 02MKE01GP101 | MVB, 02-LVB-SWB-271, BR 37 |  | 02-LVB-SWB-271 | 480 V CIRCUIT BREACKER
UNIT 2 UAT AREA WELDING RECEPT | 02-LVB-RCP-03 | MVB, 02-LVB-SWB-271, BR 43 |  | 02-LVB-SWB-271 | 480 V CIRCUIT BREACKER
UNIT 2 TURBINE BLDG WELDING RECEPT | 02-LVB-RCP-01 | MVB, 02-LVB-SWB-271, BR 45 |  | 02-LVB-SWB-271 | 480 V CIRCUIT BREACKER
10kW ROOM HEATER #4 |  | MVB, 02-LVB-SWB-271, BR 47 |  | 02-LVB-SWB-271 | 480 V CIRCUIT BREACKER
10kW ROOM HEATER #6 |  | MVB, 02-LVB-SWB-271, BR 49 |  | 02-LVB-SWB-271 | 480 V CIRCUIT BREACKER
5 TON HVAC - BATTERY ROOM UNIT #2 |  | MVB, 02-LVB-SWB-271, BR 51 |  | 02-LVB-SWB-271 | 480 V CIRCUIT BREACKER
UAT 1 CTRL PNL 480 VAC PWR MAIN 2 | 00-UAT-CPL-01 | MVB, 02-LVB-SWB-271, BR 53 | Control Power Feed | 02-LVB-SWB-271 | 480 V CIRCUIT BREACKER
UAT 2 CTRL PNL 480 VAC PWR MAIN 1 | 00-UAT-CPL-02 | MVB, 02-LVB-SWB-271, BR 55 | Control Power Feed | 02-LVB-SWB-271 | 480 V CIRCUIT BREACKER
UNIT 2 GCB CPL MAIN 480 VAC | 02-GEN-CPL-01 | MVB, 02-LVB-SWB-271, BR 57 | Control Power Feed | 02-LVB-SWB-271 | 480 V CIRCUIT BREACKER
WAREHOUSE BUILDING LOAD BKR | 02-LVB-DSW-2713 | MVB, 02-LVB-SWB-271, BR 26 |  | 02-LVB-SWB-271 | 480 V CIRCUIT BREACKER
AIR DRYER B PWR FEED | 00-INA-CPL-02B | MVB, 02-LVB-SWB-271, BR 30 | Control Power Feed | 02-LVB-SWB-271 | 480 V CIRCUIT BREACKER
ROADWAY LIGHTS SOUTHWEST SECTION 480VAC | 02-LTG-CNT-2711 | MVB, 02-LVB-SWB-271, BR 36 |  | 02-LVB-SWB-271 | 480 V CIRCUIT BREACKER
10kW ROOM HEATER #5 |  | MVB, 02-LVB-SWB-271, BR 48 |  | 02-LVB-SWB-271 | 480 V CIRCUIT BREACKER
5 TON HVAC - BATTERY ROOM UNIT #4 |  | MVB, 02-LVB-SWB-271, BR 52 |  | 02-LVB-SWB-271 | 480 V CIRCUIT BREACKER
SAT 11 CTRL PNL 480 VAC PWR MAIN 2 | 00-SAT-CPL-11 | MVB, 02-LVB-SWB-271, BR 54 | Control Power Feed | 02-LVB-SWB-271 | 480 V CIRCUIT BREACKER
SAT 21 CTRL PNL 480 VAC PWR MAIN 1 | 00-SAT-CPL-21 | MVB, 02-LVB-SWB-271, BR 56 | Control Power Feed | 02-LVB-SWB-271 | 480 V CIRCUIT BREACKER
U2 BOP ESS SWITCHBOARD | 02-LVB-SWB-271 | MV BLDG, 02-LVB-SWG-27, CUBICLE07A |  | 02-LVB-SWG-27 | 480 V RACK OUT BREAKER
U2 MHI MCC | 02BFJ01 | MV BLDG, 02-LVB-SWG-27, CUBICLE08D |  | 02-LVB-SWG-27 | 480 V RACK OUT BREAKER
U1 MHI ESS MCC | 01BMC01 | MV BLDG, 02-LVB-SWG-27, CUBICLE07B |  | 02-LVB-SWG-27 | 480 V RACK OUT BREAKER
U2 MHI ESS MCC | 02BMC01 | MV BLDG, 02-LVB-SWG-27, CUBICLE08A |  | 02-LVB-SWG-27 | 480 V RACK OUT BREAKER
EDG TO SWG-27 | 00-GEN-NSB-01 | MV BLDG, 02-LVB-SWG-27, CUBICLE06A |  | 02-LVB-SWG-27 | 480 V RACK OUT BREAKER
INTERIOR LIGHTING |  | 02-LVD-PPL-1211, BR 1 Inside HRSG SWG enclosure |  | 02-LVD-PPL-1211 | 208/120VAC CIRCUIT BREAKER
EXTERIOR GFCI RECEPTACLES |  | 02-LVD-PPL-1211, BR 2 Inside HRSG SWG enclosure |  | 02-LVD-PPL-1211 | 208/120VAC CIRCUIT BREAKER
INTERIOR GFCI RECEPTACLES |  | 02-LVD-PPL-1211, BR 3 Inside HRSG SWG enclosure |  | 02-LVD-PPL-1211 | 208/120VAC CIRCUIT BREAKER
EXTERIOR LIGHTS HRSG ENCLOSURE 120VAC | 02-LTG-CNT-12111 | 02-LVD-PPL-1211, BR 4 Inside HRSG SWG enclosure |  | 02-LVD-PPL-1211 | 208/120VAC CIRCUIT BREAKER
MCC-121 SECTION HEATER SUPPLY #1 |  | 02-LVD-PPL-1211, BR 5 Inside HRSG SWG enclosure |  | 02-LVD-PPL-1211 | 208/120VAC CIRCUIT BREAKER
LIGHTING CONTACTOR 1 120VAC | 02-LTG-CNT-12111 | 02-LVD-PPL-1211, BR 6 Inside HRSG SWG enclosure |  | 02-LVD-PPL-1211 | 208/120VAC CIRCUIT BREAKER
MCC-221 SECTION HEATER SUPPLY #1 |  | 02-LVD-PPL-1211, BR 7 Inside HRSG SWG enclosure |  | 02-LVD-PPL-1211 | 208/120VAC CIRCUIT BREAKER
NSBD - 12 SPACE HEATER SUPPLY |  | 02-LVD-PPL-1211, BR 8 Inside HRSG SWG enclosure |  | 02-LVD-PPL-1211 | 208/120VAC CIRCUIT BREAKER
LV SWGR - 12/22 SECTION HEATER SUPPLY |  | 02-LVD-PPL-1211, BR 9 Inside HRSG SWG enclosure |  | 02-LVD-PPL-1211 | 208/120VAC CIRCUIT BREAKER
NSBD - 22 SPACE HEATER SUPPLY |  | 02-LVD-PPL-1211, BR 10 Inside HRSG SWG enclosure |  | 02-LVD-PPL-1211 | 208/120VAC CIRCUIT BREAKER
MCC-121 MSH BUS SUPPLY |  | 02-LVD-PPL-1211, BR 11 Inside HRSG SWG enclosure |  | 02-LVD-PPL-1211 | 208/120VAC CIRCUIT BREAKER
VIBRATION CAB UTILITY |  | 02-LVD-PPL-1211, BR 12 Inside HRSG SWG enclosure |  | 02-LVD-PPL-1211 | 208/120VAC CIRCUIT BREAKER
MCC-221 MSH BUS SUPPLY |  | 02-LVD-PPL-1211, BR 13 Inside HRSG SWG enclosure |  | 02-LVD-PPL-1211 | 208/120VAC CIRCUIT BREAKER
MCC-221 SECTION HEATER SUPPLY #2 |  | 02-LVD-PPL-1211, BR 14 Inside HRSG SWG enclosure |  | 02-LVD-PPL-1211 | 208/120VAC CIRCUIT BREAKER
NTW DCS CAB 80 UTILITY |  | 02-LVD-PPL-1211, BR 15 Inside HRSG SWG enclosure |  | 02-LVD-PPL-1211 | 208/120VAC CIRCUIT BREAKER
PRESSURIZATION MODULE POWER SUPPLY |  | 02-LVD-PPL-1211, BR 16 Inside HRSG SWG enclosure |  | 02-LVD-PPL-1211 | 208/120VAC CIRCUIT BREAKER
NTW DCS CAB 90 UTILITY |  | 02-LVD-PPL-1211, BR 17 Inside HRSG SWG enclosure |  | 02-LVD-PPL-1211 | 208/120VAC CIRCUIT BREAKER
HVAC#2 PRESSURIZATION POWER SUPPLY |  | 02-LVD-PPL-1211, BR 18 Inside HRSG SWG enclosure |  | 02-LVD-PPL-1211 | 208/120VAC CIRCUIT BREAKER
MCC-121 SECTION HEATER SUPPLY #2 |  | 02-LVD-PPL-1211, BR 19 Inside HRSG SWG enclosure |  | 02-LVD-PPL-1211 | 208/120VAC CIRCUIT BREAKER
HVAC#4 PRESSURIZATION POWER SUPPLY |  | 02-LVD-PPL-1211, BR 20 Inside HRSG SWG enclosure |  | 02-LVD-PPL-1211 | 208/120VAC CIRCUIT BREAKER
HVAC#1 PRESSURIZATION POWER SUPPLY |  | 02-LVD-PPL-1211, BR 21 Inside HRSG SWG enclosure |  | 02-LVD-PPL-1211 | 208/120VAC CIRCUIT BREAKER
HVAC#6 PRESSURIZATION POWER SUPPLY |  | 02-LVD-PPL-1211, BR 22 Inside HRSG SWG enclosure |  | 02-LVD-PPL-1211 | 208/120VAC CIRCUIT BREAKER
HVAC#3 PRESSURIZATION POWER SUPPLY |  | 02-LVD-PPL-1211, BR 23 Inside HRSG SWG enclosure |  | 02-LVD-PPL-1211 | 208/120VAC CIRCUIT BREAKER
HVAC#5 PRESSURIZATION POWER SUPPLY |  | 02-LVD-PPL-1211, BR 25 Inside HRSG SWG enclosure |  | 02-LVD-PPL-1211 | 208/120VAC CIRCUIT BREAKER
UNIT 2 PIPE RACK GROUND LEVEL LIGHTS 208VAC | 02-LTG-CNT-12111 | 02-LVD-PPL-1211, BR 30/32 Inside HRSG SWG enclosure |  | 02-LVD-PPL-1211 | 208/120VAC CIRCUIT BREAKER
UNIT 2 PIPE RACK GROUND LEVEL LIGHTS 208VAC | 02-LTG-CNT-12111 | 02-LVD-PPL-1211, BR 31/33 Inside HRSG SWG enclosure |  | 02-LVD-PPL-1211 | 208/120VAC CIRCUIT BREAKER
UNIT 2 ACHE & COMPR. AREA GRND LVL LTS 208VAC | 02-LTG-CNT-12111 | 02-LVD-PPL-1211, BR 34/36 Inside HRSG SWG enclosure |  | 02-LVD-PPL-1211 | 208/120VAC CIRCUIT BREAKER
UNIT 2 HRSG AREA GROUND LEVEL LIGHTS 208VAC | 02-LTG-CNT-12111 | 02-LVD-PPL-1211, BR 35/37 Inside HRSG SWG enclosure |  | 02-LVD-PPL-1211 | 208/120VAC CIRCUIT BREAKER
AUX BOILER BLDG. EXT.& STACK LIGHTS & 208VAC | 02-LTG-CNT-12111 | 02-LVD-PPL-1211, BR 38/40 Inside HRSG SWG enclosure |  | 02-LVD-PPL-1211 | 208/120VAC CIRCUIT BREAKER
HRSG 2 HP DRUM ENCLOSURE HTR PWR FEED 208VAC | 02-HRG-HTR-01 | 02-LVD-PPL-12121, BR 14/16/18 Top of HRSG HP drum | Heater | 02-LVD-PPL-12121 | 208/120VAC CIRCUIT BREAKER
HRSG 2 HP DRUM ENCL FAN/LOUVER/THRMSTT FEED | 02-HRG-ENC-02 | 02-LVD-PPL-12121, BR 19 Top of HRSG HP drum |  | 02-LVD-PPL-12121 | 208/120VAC CIRCUIT BREAKER
HRSG 2 IP LP DRUM ENCLOSURE HTR PWR FEED 208V | 02-HRG-HTR-02 | 02-LVD-PPL-12121, BR 20/22/24 Top of HRSG HP drum | Heater | 02-LVD-PPL-12121 | 208/120VAC CIRCUIT BREAKER
HRSG 2 IP/LP DRM ENCL FAN/LOUVER/THRMSTT FEED | 02-HRG-ENC-03 | 02-LVD-PPL-12121, BR 21 Top of HRSG HP drum |  | 02-LVD-PPL-12121 | 208/120VAC CIRCUIT BREAKER
HRSG 2 HP DRUM LVL GAUGE PWR FEED | 02-LG-HHS905A | 02-LVD-PPL-12121, BR 26 Top of HRSG HP drum |  | 02-LVD-PPL-12121 | 208/120VAC CIRCUIT BREAKER
CONVENIENCE RECPTS HRSG 2 PLATFORMS | 02-0301-R1 | 02-LVD-PPL-12121, BR 29 Top of HRSG HP drum |  | 02-LVD-PPL-12121 | 208/120VAC CIRCUIT BREAKER
HRSG 2 UPPER DECK/STAIRTOWER/STACK LIGHTS 1 | 02-LTG-CNT-12121 | 02-LVD-PPL-12121, BR 30/32 Top of HRSG HP drum |  | 02-LVD-PPL-12121 | 208/120VAC CIRCUIT BREAKER
HRSG 2 UPPER DECK/STAIRTOWER/STACK LIGHTS 2 | 02-LTG-CNT-12121 | 02-LVD-PPL-12121, BR 31/33 Top of HRSG HP drum |  | 02-LVD-PPL-12121 | 208/120VAC CIRCUIT BREAKER
UNIT 2 HRSG PLATFORMS LIGHTS 1 208VAC | 02-LTG-CNT-12121 | 02-LVD-PPL-12121, BR 34/36 Top of HRSG HP drum |  | 02-LVD-PPL-12121 | 208/120VAC CIRCUIT BREAKER
UNIT 2 HRSG PLATFORMS LIGHTS 2 208VAC | 02-LTG-CNT-12121 | 02-LVD-PPL-12121, BR 35/37 Top of HRSG HP drum |  | 02-LVD-PPL-12121 | 208/120VAC CIRCUIT BREAKER
ACC 2 LIGHTING CONTACTOR COIL 120VAC | 02-LTG-CNT-12121 | 02-LVD-PPL-12121, BR 42 Top of HRSG HP drum |  | 02-LVD-PPL-12121 | 208/120VAC CIRCUIT BREAKER
AUX BLR 120 VAC PWR | 00-AXS-CPL-01 | 02-LVD-PPL-12151, BR 1 Aux boiler west wall | Control Power Feed | 02-LVD-PPL-12151 | 208/120VAC CIRCUIT BREAKER
LIGHTING CONTACTOR COIL 120VAC | 02-LTG-CNT-12151 | 02-LVD-PPL-12151, BR 2 Aux boiler west wall |  | 02-LVD-PPL-12151 | 208/120VAC CIRCUIT BREAKER
AUX BOILER BUILDING HIGH BAY LIGHTS #1 208VAC | 02-LTG-CNT-12151 | 02-LVD-PPL-12151, BR 3/5 Aux boiler west wall |  | 02-LVD-PPL-12151 | 208/120VAC CIRCUIT BREAKER
AUX BOILER BUILDING HIGH BAY LIGHTS #2 208VAC | 02-LTG-CNT-12151 | 02-LVD-PPL-12151, BR 4/6 Aux boiler west wall |  | 02-LVD-PPL-12151 | 208/120VAC CIRCUIT BREAKER
CONVENIENCE RECPT AUX BOILER BLDG | 00-0601-R1 | 02-LVD-PPL-12151, BR 7 Aux boiler west wall |  | 02-LVD-PPL-12151 | 208/120VAC CIRCUIT BREAKER
AUX BOILER BLDG GAS HEATER FAN 1 120 VAC | 00-HVC-HTR-01 | 02-LVD-PPL-12151, BR 9 Aux boiler west wall | Heater | 02-LVD-PPL-12151 | 208/120VAC CIRCUIT BREAKER
AUX BOILER BLDG GAS HEATER FAN 2 120 VAC | 00-HVC-HTR-02 | 02-LVD-PPL-12151, BR 10 Aux boiler west wall | Heater | 02-LVD-PPL-12151 | 208/120VAC CIRCUIT BREAKER
AUX BOILER BLDG GAS HEATER FAN 3 120 VAC | 00-HVC-HTR-03 | 02-LVD-PPL-12151, BR 11 Aux boiler west wall | Heater | 02-LVD-PPL-12151 | 208/120VAC CIRCUIT BREAKER
AUX BOILER BLDG GAS HEATER FAN 4 120 VAC | 00-HVC-HTR-04 | 02-LVD-PPL-12151, BR 12 Aux boiler west wall | Heater | 02-LVD-PPL-12151 | 208/120VAC CIRCUIT BREAKER
AUX BOILER BLDG GAS HEATER FAN 5 120 VAC | 00-HVC-HTR-05 | 02-LVD-PPL-12151, BR 13 Aux boiler west wall | Heater | 02-LVD-PPL-12151 | 208/120VAC CIRCUIT BREAKER
AUX BOILER BLDG GAS HEATER FAN 6 120 VAC | 00-HVC-HTR-06 | 02-LVD-PPL-12151, BR 14 Aux boiler west wall | Heater | 02-LVD-PPL-12151 | 208/120VAC CIRCUIT BREAKER
AUX BOILER BLDG GAS HEATER FAN 7 120 VAC | 00-HVC-HTR-07 | 02-LVD-PPL-12151, BR 15 Aux boiler west wall | Heater | 02-LVD-PPL-12151 | 208/120VAC CIRCUIT BREAKER
AUX BOILER BLDG GAS HEATER FAN 8 120 VAC | 00-HVC-HTR-08 | 02-LVD-PPL-12151, BR 16 Aux boiler west wall | Heater | 02-LVD-PPL-12151 | 208/120VAC CIRCUIT BREAKER
AUX BOILER WEST WALL INTAKE LOUVER 3 120 VAC | 00-HVC-LVR-03 | 02-LVD-PPL-12151, BR 17 Aux boiler west wall |  | 02-LVD-PPL-12151 | 208/120VAC CIRCUIT BREAKER
AUX BOILER SOUTH WALL INTAKE LOUVER 2 120 VAC | 00-HVC-LVR-02 | 02-LVD-PPL-12151, BR 18 Aux boiler west wall |  | 02-LVD-PPL-12151 | 208/120VAC CIRCUIT BREAKER
AUX BOILER BLDG HVAC CPL 120 VAC | 00-HVC-CPL-01 | 02-LVD-PPL-12151, BR 19 Aux boiler west wall | Control Power Feed | 02-LVD-PPL-12151 | 208/120VAC CIRCUIT BREAKER
AUX BOILER BLDG EMERGENCY LIGHTING | 00-4001-E5 | 02-LVD-PPL-12151, BR 20 Aux boiler west wall |  | 02-LVD-PPL-12151 | 208/120VAC CIRCUIT BREAKER
AUX BLR BLDG & AMMONIA CONT. AREA LOCAL FIRE ALM CPL NODE #6 | 00-FPS-PNL-15 | 02-LVD-PPL-12151, BR 21 Aux boiler west wall |  | 02-LVD-PPL-12151 | 208/120VAC CIRCUIT BREAKER
WTT BLDG MAIN CPL 120VAC | 00-DWT-PNL-01 | 02-LVD-PPL-12181, BR 5 East wall RO bldg |  | 02-LVD-PPL-12181 | 208/120VAC CIRCUIT BREAKER
WTT RO CFD SODIUM BISULFITE 120VAC | 00-DWT-JBX-06 | 02-LVD-PPL-12181, BR 6 East wall RO bldg |  | 02-LVD-PPL-12181 | 208/120VAC CIRCUIT BREAKER
WTT RO CFD ANTI SCALANT 120VAC | 00-DWT-JBX-05 | 02-LVD-PPL-12181, BR 8 East wall RO bldg |  | 02-LVD-PPL-12181 | 208/120VAC CIRCUIT BREAKER
WTT RO CFD CAUSTIC FEED 120VAC | 00-DWT-JBX-07 | 02-LVD-PPL-12181, BR 9 East wall RO bldg |  | 02-LVD-PPL-12181 | 208/120VAC CIRCUIT BREAKER
WTT SWS SODIUM HYPOCHLORITE FEED 120VAC | 00-DWT-JBX-08 | 02-LVD-PPL-12181, BR 10 East wall RO bldg |  | 02-LVD-PPL-12181 | 208/120VAC CIRCUIT BREAKER
CHLORINE ANALYZER SYS 120VAC | 00-AIT-DWT820 | 02-LVD-PPL-12181, BR 12 East wall RO bldg |  | 02-LVD-PPL-12181 | 208/120VAC CIRCUIT BREAKER
WTT BLDG SILICA ANALYZER 120 VAC | 00-DWT-PNL-10 | 02-LVD-PPL-12181, BR 13 East wall RO bldg |  | 02-LVD-PPL-12181 | 208/120VAC CIRCUIT BREAKER
WTT BLDG SODIUM ANALYZER 120 VAC | 00-DWT-PNL-10 | 02-LVD-PPL-12181, BR 15 East wall RO bldg |  | 02-LVD-PPL-12181 | 208/120VAC CIRCUIT BREAKER
LIGHTING CONTACTOR COIL 120VAC | 02-LTG-CNT-12181 | 02-LVD-PPL-12181, BR 29 East wall RO bldg |  | 02-LVD-PPL-12181 | 208/120VAC CIRCUIT BREAKER
CONVENIENCE RECPT AT DEMIN WATER TANK | 00-0801-R1 | 02-LVD-PPL-12181, BR 30 East wall RO bldg |  | 02-LVD-PPL-12181 | 208/120VAC CIRCUIT BREAKER
EXTERIOR LIGHTS DEMIN WATER TANK AREA 208VAC | 02-LTG-CNT-12181 | 02-LVD-PPL-12181, BR 31/33 East wall RO bldg |  | 02-LVD-PPL-12181 | 208/120VAC CIRCUIT BREAKER
EXTERIOR LIGHTS DEMIN WATER TANK AREA 208VAC | 02-LTG-CNT-12181 | 02-LVD-PPL-12181, BR 32/34 East wall RO bldg |  | 02-LVD-PPL-12181 | 208/120VAC CIRCUIT BREAKER
INTERIOR LIGHTING |  | 02-LVD-PPL-1412, BR1ACC MCC enclosure |  | 02-LVD-PPL-1412 | 208/120VAC CIRCUIT BREAKER
INTERIOR GFCI RECEPTACLES |  | 02-LVD-PPL-1412, BR3ACC MCC enclosure |  | 02-LVD-PPL-1412 | 208/120VAC CIRCUIT BREAKER
EXTERIOR GFCI RECEPTACLES |  | 02-LVD-PPL-1412, BR5ACC MCC enclosure |  | 02-LVD-PPL-1412 | 208/120VAC CIRCUIT BREAKER
MCC-141 SECTION HEATER SUPPLY #1 |  | 02-LVD-PPL-1412, BR7ACC MCC enclosure |  | 02-LVD-PPL-1412 | 208/120VAC CIRCUIT BREAKER
MCC-141 SECTION HEATER SUPPLY #2 |  | 02-LVD-PPL-1412, BR9ACC MCC enclosure |  | 02-LVD-PPL-1412 | 208/120VAC CIRCUIT BREAKER
MCC-241 MOTOR SPACE HEATER SUPPLY #1 |  | 02-LVD-PPL-1412, BR11ACC MCC enclosure |  | 02-LVD-PPL-1412 | 208/120VAC CIRCUIT BREAKER
ACC 2 LRVP SEP TNK SEAL WTR HTR 919 120VAC | 02-ARM-HTR-919 | 02-LVD-PPL-1412, BR13ACC MCC enclosure | Heater | 02-LVD-PPL-1412 | 208/120VAC CIRCUIT BREAKER
UNIT 2 ACC FAN GRBX OIL HTR 04B | 02-ACC-HTR-04B | 02-LVD-PPL-1412, BR15ACC MCC enclosure | Heater | 02-LVD-PPL-1412 | 208/120VAC CIRCUIT BREAKER
NTW DCS CAB 20 UTILITY |  | 02-LVD-PPL-1412, BR17ACC MCC enclosure |  | 02-LVD-PPL-1412 | 208/120VAC CIRCUIT BREAKER
HVAC 3 PRESSURIZATION MODULE |  | 02-LVD-PPL-1412, BR21ACC MCC enclosure |  | 02-LVD-PPL-1412 | 208/120VAC CIRCUIT BREAKER
HVAC 5 PRESSURIZATION MODULE |  | 02-LVD-PPL-1412, BR23ACC MCC enclosure |  | 02-LVD-PPL-1412 | 208/120VAC CIRCUIT BREAKER
ACC 2 LRVP SEP TNK SEAL WTR HTR 901 120VAC | 02-ARM-HTR-901 | 02-LVD-PPL-1412, BR25ACC MCC enclosure | Heater | 02-LVD-PPL-1412 | 208/120VAC CIRCUIT BREAKER
ACC 2 LRVP SEP TNK SEAL WTR HTR 888 120VAC | 02-ARM-HTR-888 | 02-LVD-PPL-1412, BR27ACC MCC enclosure | Heater | 02-LVD-PPL-1412 | 208/120VAC CIRCUIT BREAKER
ACC 2 LIGHTING - GROUND LEVEL 208VAC | 02-LTG-CNT-1412 | 02-LVD-PPL-1412, BR31/33ACC MCC enclosure |  | 02-LVD-PPL-1412 | 208/120VAC CIRCUIT BREAKER
ACC 2 LIGHTING - GROUND LEVEL 208VAC | 02-LTG-CNT-1412 | 02-LVD-PPL-1412, BR35/37ACC MCC enclosure |  | 02-LVD-PPL-1412 | 208/120VAC CIRCUIT BREAKER
EXTERIOR LIGHTS ACC ENCLOSURE 120VAC | 02-LTG-CNT-1412 | 02-LVD-PPL-1412, BR2ACC MCC enclosure |  | 02-LVD-PPL-1412 | 208/120VAC CIRCUIT BREAKER
ACC 2 LIGHTING CONTACTOR COIL120VAC | 02-LTG-CNT-1412 | 02-LVD-PPL-1412, BR4ACC MCC enclosure |  | 02-LVD-PPL-1412 | 208/120VAC CIRCUIT BREAKER
MCC-141 MOTOR SPACE HEATER SUPPLY #1 |  | 02-LVD-PPL-1412, BR8ACC MCC enclosure |  | 02-LVD-PPL-1412 | 208/120VAC CIRCUIT BREAKER
MCC-241 SECTION HEATER SUPPLY #1 |  | 02-LVD-PPL-1412, BR10ACC MCC enclosure |  | 02-LVD-PPL-1412 | 208/120VAC CIRCUIT BREAKER
MCC-241 SECTION HEATER SUPPLY #2 |  | 02-LVD-PPL-1412, BR12ACC MCC enclosure |  | 02-LVD-PPL-1412 | 208/120VAC CIRCUIT BREAKER
NON-SEG SPACE HTR MCC-241, M1 | 02-LVB-NSB-24 | 02-LVD-PPL-1412, BR14ACC MCC enclosure |  | 02-LVD-PPL-1412 | 208/120VAC CIRCUIT BREAKER
NON-SEG SPACE HTR MCC-241, M2 | 02-LVB-NSB-24 | 02-LVD-PPL-1412, BR16ACC MCC enclosure |  | 02-LVD-PPL-1412 | 208/120VAC CIRCUIT BREAKER
HVAC 2 PRESSURIZATION MODULE |  | 02-LVD-PPL-1412, BR18ACC MCC enclosure |  | 02-LVD-PPL-1412 | 208/120VAC CIRCUIT BREAKER
UNIT 2 ACC FAN GRBX OIL HTR 04C | 02-ACC-HTR-04C | 02-LVD-PPL-1412, BR20ACC MCC enclosure | Heater | 02-LVD-PPL-1412 | 208/120VAC CIRCUIT BREAKER
ENCLOSURE PRESSURIZATION MODULE |  | 02-LVD-PPL-1412, BR22ACC MCC enclosure |  | 02-LVD-PPL-1412 | 208/120VAC CIRCUIT BREAKER
ACC 2 LRVP SEP TNK SEAL WTR HTR 895 120VAC | 02-ARM-HTR-895 | 02-LVD-PPL-1412, BR24ACC MCC enclosure | Heater | 02-LVD-PPL-1412 | 208/120VAC CIRCUIT BREAKER
ACC 2 LRVP SEP TNK SEAL WTR HTR 911 120VAC | 02-ARM-HTR-911 | 02-LVD-PPL-1412, BR26ACC MCC enclosure | Heater | 02-LVD-PPL-1412 | 208/120VAC CIRCUIT BREAKER
ACC 2 LIGHTING - GROUND LEVEL | 02-LTG-CNT-1412 | 02-LVD-PPL-1412, BR30/32ACC MCC enclosure |  | 02-LVD-PPL-1412 | 208/120VAC CIRCUIT BREAKER
ACC 2 LIGHTING - GROUND LEVEL 208VAC | 02-LTG-CNT-1412 | 02-LVD-PPL-1412, BR34/36ACC MCC enclosure |  | 02-LVD-PPL-1412 | 208/120VAC CIRCUIT BREAKER
CONVENIENCE RECPTS UNIT 2 PIPE RACK | 02-0401-R1 | 02-LVD-PPL-2211, BR2Outside HRSG SWG enclosure |  | 02-LVD-PPL-2211 | 208/120VAC CIRCUIT BREAKER
UNIT 2 CT WASH WTR DRAINS TANK CPL PWR 120VAC | 02-CTP-CPL-01 | 02-LVD-PPL-2211, BR3Outside HRSG SWG enclosure | Control Power Feed | 02-LVD-PPL-2211 | 208/120VAC CIRCUIT BREAKER
CONVENIENCE RECPT UNIT 2 HRSG GROUND LEVEL | 02-0201-R1 | 02-LVD-PPL-2211, BR4Outside HRSG SWG enclosure |  | 02-LVD-PPL-2211 | 208/120VAC CIRCUIT BREAKER
HRSG 02 ELEC. ENCL. FIRE ALM CPL NODE #5 | 00-FPS-PNL-08 | 02-LVD-PPL-2211, BR5Outside HRSG SWG enclosure |  | 02-LVD-PPL-2211 | 208/120VAC CIRCUIT BREAKER
UNIT 2 BFP A SOUND ENCLOSURE EXHAUST FAN FEED | 02-BFW-PNL-01A | 02-LVD-PPL-2211, BR7Outside HRSG SWG enclosure |  | 02-LVD-PPL-2211 | 208/120VAC CIRCUIT BREAKER
UNIT 2 BFP B SOUND ENCLOSURE EXHAUST FAN FEED | 02-BFW-PNL-01B | 02-LVD-PPL-2211, BR9Outside HRSG SWG enclosure |  | 02-LVD-PPL-2211 | 208/120VAC CIRCUIT BREAKER
MVA XFR HRSG 2 B - SUS HEATERS | 02-MVA-XFR-22 | 02-LVD-PPL-2211, BR10Outside HRSG SWG enclosure | Transformer | 02-LVD-PPL-2211 | 208/120VAC CIRCUIT BREAKER
FIRE WTR PMP BLD LOCAL FIRE ALM CPL NODE #4 | 00-FPS-PNL-12 | 02-LVD-PPL-2211, BR11Outside HRSG SWG enclosure |  | 02-LVD-PPL-2211 | 208/120VAC CIRCUIT BREAKER
UNIT 2 OIL/WATER SEPARATOR | 02-CTP-CPL-01 | 02-LVD-PPL-2211, BR16Outside HRSG SWG enclosure | Control Power Feed | 02-LVD-PPL-2211 | 208/120VAC CIRCUIT BREAKER
UNIT 2 DUCT BURNER CONTROL PANEL MAIN POWER | 02-BUR-CPL-01 | 02-LVD-PPL-2211, BR16Outside HRSG SWG enclosure | Control Power Feed | 02-LVD-PPL-2211 | 208/120VAC CIRCUIT BREAKER
AQA TNK AREA EAST SAFETY SHWR 120 VAC MAIN | 00-PWS-JBX-03 | 02-LVD-PPL-2211, BR20Outside HRSG SWG enclosure |  | 02-LVD-PPL-2211 | 208/120VAC CIRCUIT BREAKER
MVA XFR HRSG 2 A - SUS HEATERS | 02-MVA-XFR-12 | 02-LVD-PPL-2211, BR21Outside HRSG SWG enclosure | Transformer | 02-LVD-PPL-2211 | 208/120VAC CIRCUIT BREAKER
AQA TNK AREA WEST SAFETY SHWR 120 VAC MAIN | 00-PWS-JBX-02 | 02-LVD-PPL-2211, BR22Outside HRSG SWG enclosure |  | 02-LVD-PPL-2211 | 208/120VAC CIRCUIT BREAKER
UNIT 2 BFP A SOUND ENCLOSURE HEATER PWR FEED | 02-BFW-JBX-06A | 02-LVD-PPL-2211, BR23Outside HRSG SWG enclosure |  | 02-LVD-PPL-2211 | 208/120VAC CIRCUIT BREAKER
UNIT 2 SCR SKID SAFETY SHWR 120 VAC MAIN | 00-PWS-JBX-01 | 02-LVD-PPL-2211, BR24Outside HRSG SWG enclosure |  | 02-LVD-PPL-2211 | 208/120VAC CIRCUIT BREAKER
UNIT 2 BFP B SOUND ENCLOSURE HEATER PWR FEED | 02-BFW-JBX-06B | 02-LVD-PPL-2211, BR25Outside HRSG SWG enclosure |  | 02-LVD-PPL-2211 | 208/120VAC CIRCUIT BREAKER
CONV. RECPTS UNIT 2 PIPE RACK GROUND LEVEL | 02-0101-R1 | 02-LVD-PPL-2211, BR27Outside HRSG SWG enclosure |  | 02-LVD-PPL-2211 | 208/120VAC CIRCUIT BREAKER
CONVENIENCE RECPT AT UNIT 2 ACHE 120VAC | 02-1201-R | 02-LVD-PPL-2211, BR28Outside HRSG SWG enclosure |  | 02-LVD-PPL-2211 | 208/120VAC CIRCUIT BREAKER
CONVENIENCE RECPT AT FIRE PUMP ENCLOSURE | 00-0920-R1 | 02-LVD-PPL-2211, BR29Outside HRSG SWG enclosure |  | 02-LVD-PPL-2211 | 208/120VAC CIRCUIT BREAKER
PIPE RACK PLATFORMS 208VAC | 02-LTG-CNT-2211 | 02-LVD-PPL-2211, BR30/32Outside HRSG SWG enclosure |  | 02-LVD-PPL-2211 | 208/120VAC CIRCUIT BREAKER
PIPE RACK PLATFORMS 208VAC | 02-LTG-CNT-2211 | 02-LVD-PPL-2211, BR31/33Outside HRSG SWG enclosure |  | 02-LVD-PPL-2211 | 208/120VAC CIRCUIT BREAKER
UNIT 2 ACHE UPPER DECK LIGHTING | 02-LTG-CNT-2211 | 02-LVD-PPL-2211, BR34/36Outside HRSG SWG enclosure |  | 02-LVD-PPL-2211 | 208/120VAC CIRCUIT BREAKER
UNIT 2 ACHE UPPER DECK LIGHTING | 02-LTG-CNT-2211 | 02-LVD-PPL-2211, BR35/37Outside HRSG SWG enclosure |  | 02-LVD-PPL-2211 | 208/120VAC CIRCUIT BREAKER
LIGHTING CONTACTOR COIL 120VAC | 02-LTG-CNT-2211 | 02-LVD-PPL-2211, BR42Outside HRSG SWG enclosure |  | 02-LVD-PPL-2211 | 208/120VAC CIRCUIT BREAKER
LIGHTING CONTACTOR COIL 120VAC | 02-LTG-CNT-22111 | 02-LVD-PPL-22111, BR1NE corner turnbine bldg |  | 02-LVD-PPL-22111 | 208/120VAC CIRCUIT BREAKER
UNIT 2 TURBINE BLDG EAST WALL INTAKE LOUVER 59 | 02-HVC-LVR-59 | 02-LVD-PPL-22111, BR3NE corner turnbine bldg |  | 02-LVD-PPL-22111 | 208/120VAC CIRCUIT BREAKER
UNIT 2 TURBINE BLDG EAST WALL INTAKE LOUVER 58 | 02-HVC-LVR-58 | 02-LVD-PPL-22111, BR4NE corner turnbine bldg |  | 02-LVD-PPL-22111 | 208/120VAC CIRCUIT BREAKER
UNIT 2 TURBINE BLDG GAS HEATER FAN 54 120 VAC | 02-HVC-HTR-54 | 02-LVD-PPL-22111, BR5NE corner turnbine bldg | Heater | 02-LVD-PPL-22111 | 208/120VAC CIRCUIT BREAKER
UNIT 2 TURBINE BLDG GAS HEATER FAN 57 120 VAC | 02-HVC-HTR-57 | 02-LVD-PPL-22111, BR6NE corner turnbine bldg | Heater | 02-LVD-PPL-22111 | 208/120VAC CIRCUIT BREAKER
UNIT 2 TURBINE BLDG GAS HEATER FAN 55 120 VAC | 02-HVC-HTR-55 | 02-LVD-PPL-22111, BR7NE corner turnbine bldg | Heater | 02-LVD-PPL-22111 | 208/120VAC CIRCUIT BREAKER
UNIT 2 TURBINE BLDG GAS HEATER FAN 58 120 VAC | 02-HVC-HTR-58 | 02-LVD-PPL-22111, BR8NE corner turnbine bldg | Heater | 02-LVD-PPL-22111 | 208/120VAC CIRCUIT BREAKER
UNIT 2 TURBINE BLDG GAS HEATER FAN 56 120 VAC | 02-HVC-HTR-56 | 02-LVD-PPL-22111, BR9NE corner turnbine bldg | Heater | 02-LVD-PPL-22111 | 208/120VAC CIRCUIT BREAKER
UNIT 2 TURBINE BLDG GAS HEATER FAN 59 120 VAC | 02-HVC-HTR-59 | 02-LVD-PPL-22111, BR10NE corner turnbine bldg | Heater | 02-LVD-PPL-22111 | 208/120VAC CIRCUIT BREAKER
UNIT 2 TURBINE BLDG HVAC CONTROL PANEL 52 | 02-HVC-CPL-52 | 02-LVD-PPL-22111, BR11NE corner turnbine bldg | Control Power Feed | 02-LVD-PPL-22111 | 208/120VAC CIRCUIT BREAKER
UNIT 2 TURBINE BLDG GAS HEATER FAN 60 120 VAC | 02-HVC-HTR-60 | 02-LVD-PPL-22111, BR12NE corner turnbine bldg | Heater | 02-LVD-PPL-22111 | 208/120VAC CIRCUIT BREAKER
UNIT 2 TURBINE BLDG HVAC CONTROL PANEL 51 | 02-HVC-CPL-51 | 02-LVD-PPL-22111, BR13NE corner turnbine bldg | Control Power Feed | 02-LVD-PPL-22111 | 208/120VAC CIRCUIT BREAKER
ST 2 DRNS SUMP PMP CTRL PNL REDUNDANT 2 | 02-PDR-CPL-01 | 02-LVD-PPL-22111, BR15NE corner turnbine bldg | Control Power Feed | 02-LVD-PPL-22111 | 208/120VAC CIRCUIT BREAKER
UNIT 1 TURBINE BLDG VENT FAN PLATFORM LIGHTS | 02-3001-W2 | 02-LVD-PPL-22111, BR28NE corner turnbine bldg |  | 02-LVD-PPL-22111 | 208/120VAC CIRCUIT BREAKER
CONVENIENCE RECPTS UNIT 2 TURBINE BLDG | 02-1001-R1 | 02-LVD-PPL-22111, BR29NE corner turnbine bldg |  | 02-LVD-PPL-22111 | 208/120VAC CIRCUIT BREAKER
CONVENIENCE RECPTS UNIT 2 TURBINE BLDG | 02-1101-R1 | 02-LVD-PPL-22111, BR30NE corner turnbine bldg |  | 02-LVD-PPL-22111 | 208/120VAC CIRCUIT BREAKER
UNIT 2 TURBINE BLDG HIGH BAY 208VAC | 02-LTG-CNT-22111 | 02-LVD-PPL-22111, BR31/33NE corner turnbine bldg |  | 02-LVD-PPL-22111 | 208/120VAC CIRCUIT BREAKER
UNIT 2 TURBINE BLDG HIGH BAY 208VAC | 02-LTG-CNT-22111 | 02-LVD-PPL-22111, BR32/34NE corner turnbine bldg |  | 02-LVD-PPL-22111 | 208/120VAC CIRCUIT BREAKER
UNIT 2 TURBINE BLDG PIT LIGHT 208VAC | 02-LTG-CNT-22111 | 02-LVD-PPL-22111, BR36/38NE corner turnbine bldg |  | 02-LVD-PPL-22111 | 208/120VAC CIRCUIT BREAKER
UNIT 2 TURBINE BLDG PIT LIGHT 208VAC | 02-LTG-CNT-22111 | 02-LVD-PPL-22111, BR39/41NE corner turnbine bldg |  | 02-LVD-PPL-22111 | 208/120VAC CIRCUIT BREAKER
GEN ON-LINE MNTRNG SYS MEDIA CONVERTER HUB | 00MKA01GH002 | 02-LVD-PPL-22141, BR9Server room East wall |  | 02-LVD-PPL-22141 | 208/120VAC CIRCUIT BREAKER
GEN ON-LINE MONITORING SYS PC 120 VAC | 00MKA01GH005 | 02-LVD-PPL-22141, BR10Server room East wall |  | 02-LVD-PPL-22141 | 208/120VAC CIRCUIT BREAKER
GEN ON-LINE MNTRNG SYS ETHERNET SWITCH HUB | 00MKA01GH004 | 02-LVD-PPL-22141, BR11Server room East wall |  | 02-LVD-PPL-22141 | 208/120VAC CIRCUIT BREAKER
GEN ON-LINE MONITORING SYS MONITOR 120 VAC | 00MKA01GH006 | 02-LVD-PPL-22141, BR12Server room East wall |  | 02-LVD-PPL-22141 | 208/120VAC CIRCUIT BREAKER
ADM BLD MAIN FIRE ALARM CPL NODE #1 | 00-FPS-PNL-04 | 02-LVD-PPL-22141, BR13Server room East wall |  | 02-LVD-PPL-22141 | 208/120VAC CIRCUIT BREAKER
ADM BLD LOCAL FIRE ALARM CPL NODE #2 | 00-FPS-PNL-05 | 02-LVD-PPL-22141, BR14Server room East wall |  | 02-LVD-PPL-22141 | 208/120VAC CIRCUIT BREAKER
SDR SUMP MPM 2 120VAC | 00-SDR-MPM-02 | 02-LVD-PPL-22141, BR15Server room East wall | Pump | 02-LVD-PPL-22141 | 208/120VAC CIRCUIT BREAKER
DCS ADM BLG VMS CAB 02 UTILITY 120VAC | 00-VMS-CPL-02 | 02-LVD-PPL-22141, BR16Server room East wall | Control Power Feed | 02-LVD-PPL-22141 | 208/120VAC CIRCUIT BREAKER
MCC-161 SECTION HEATER SUPPLY #1 |  | 02-LVD-PPL-261, BR7ACC MCC enclosure |  | 02-LVD-PPL-261 | 208/120VAC CIRCUIT BREAKER
MCC-161 SECTION HEATER SUPPLY #2 |  | 02-LVD-PPL-261, BR9ACC MCC enclosure |  | 02-LVD-PPL-261 | 208/120VAC CIRCUIT BREAKER
MCC-261 MOTOR SPACE HEATER SUPPLY #1 |  | 02-LVD-PPL-261, BR11ACC MCC enclosure |  | 02-LVD-PPL-261 | 208/120VAC CIRCUIT BREAKER
MCC-161 NSBD SPACE HEATER SUPPLY #1 |  | 02-LVD-PPL-261, BR13ACC MCC enclosure |  | 02-LVD-PPL-261 | 208/120VAC CIRCUIT BREAKER
MCC-161 NSBD SPACE HEATER SUPPLY #2 |  | 02-LVD-PPL-261, BR15ACC MCC enclosure |  | 02-LVD-PPL-261 | 208/120VAC CIRCUIT BREAKER
NTW DCS CAB 22 UTILITY |  | 02-LVD-PPL-261, BR17ACC MCC enclosure |  | 02-LVD-PPL-261 | 208/120VAC CIRCUIT BREAKER
HVAC 1 PRESSURIZATION MODULE |  | 02-LVD-PPL-261, BR19ACC MCC enclosure |  | 02-LVD-PPL-261 | 208/120VAC CIRCUIT BREAKER
UNIT 2 ACC FAN GRBX OIL HTR 04D | 02-ACC-HTR-04D | 02-LVD-PPL-261, BR25ACC MCC enclosure | Heater | 02-LVD-PPL-261 | 208/120VAC CIRCUIT BREAKER
CONVENIENCE RECPTS UNIT 2 ACC UPPER DECK | 02-0701-R1 | 02-LVD-PPL-261, BR27ACC MCC enclosure |  | 02-LVD-PPL-261 | 208/120VAC CIRCUIT BREAKER
CONVENIENCE RECPTS UNIT 2 ACC UPPER DECK | 02-0901-R1 | 02-LVD-PPL-261, BR29ACC MCC enclosure |  | 02-LVD-PPL-261 | 208/120VAC CIRCUIT BREAKER
ACC 2 LIGHTING - UPPER DECK 208VAC | 02-LTG-CNT-2611 | 02-LVD-PPL-261, BR31/33ACC MCC enclosure |  | 02-LVD-PPL-261 | 208/120VAC CIRCUIT BREAKER
ACC 2 LIGHTING - UPPER DECK 208VAC | 02-LTG-CNT-2611 | 02-LVD-PPL-261, BR35/37ACC MCC enclosure |  | 02-LVD-PPL-261 | 208/120VAC CIRCUIT BREAKER
ACC 2 LIGHTING - SOUTH PLATFORM 208VAC | 02-LTG-CNT-2611 | 02-LVD-PPL-261, BR39/41ACC MCC enclosure |  | 02-LVD-PPL-261 | 208/120VAC CIRCUIT BREAKER
SECURITY PANEL |  | 02-LVD-PPL-261, BR2ACC MCC enclosure |  | 02-LVD-PPL-261 | 208/120VAC CIRCUIT BREAKER
FIRE PANEL |  | 02-LVD-PPL-261, BR4ACC MCC enclosure |  | 02-LVD-PPL-261 | 208/120VAC CIRCUIT BREAKER
MCC-161 MOTOR SPACE HEATER SUPPLY #1 |  | 02-LVD-PPL-261, BR8ACC MCC enclosure |  | 02-LVD-PPL-261 | 208/120VAC CIRCUIT BREAKER
MCC-261 SECTION HEATER SUPPLY #1 |  | 02-LVD-PPL-261, BR10ACC MCC enclosure |  | 02-LVD-PPL-261 | 208/120VAC CIRCUIT BREAKER
MCC-261 SECTION HEATER SUPPLY #2 |  | 02-LVD-PPL-261, BR12ACC MCC enclosure |  | 02-LVD-PPL-261 | 208/120VAC CIRCUIT BREAKER
UNIT 2 ACC FAN GRBX OIL HTR 04E | 02-ACC-HTR-04E | 02-LVD-PPL-261, BR16ACC MCC enclosure | Heater | 02-LVD-PPL-261 | 208/120VAC CIRCUIT BREAKER
HVAC 4 PRESSURIZATION MODULE |  | 02-LVD-PPL-261, BR18ACC MCC enclosure |  | 02-LVD-PPL-261 | 208/120VAC CIRCUIT BREAKER
UNIT 2 ACC FAN GRBX OIL HTR 04F | 02-ACC-HTR-04F | 02-LVD-PPL-261, BR20ACC MCC enclosure | Heater | 02-LVD-PPL-261 | 208/120VAC CIRCUIT BREAKER
CONVENIENCE RECPTS UNIT 2 ACC UPPER DECK | 02-0601-R1 | 02-LVD-PPL-261, BR26ACC MCC enclosure |  | 02-LVD-PPL-261 | 208/120VAC CIRCUIT BREAKER
CONVENIENCE RECPTS UNIT 2 ACC UPPER DECK | 02-0801-R1 | 02-LVD-PPL-261, BR28ACC MCC enclosure |  | 02-LVD-PPL-261 | 208/120VAC CIRCUIT BREAKER
ACC 2 LIGHTING - UPPER DECK 208VAC | 02-LTG-CNT-2611 | 02-LVD-PPL-261, BR30/32ACC MCC enclosure |  | 02-LVD-PPL-261 | 208/120VAC CIRCUIT BREAKER
ACC 2 LIGHTING- NORTH PLATFORM & STAIR TOWER | 02-LTG-CNT-2611 | 02-LVD-PPL-261, BR34/36ACC MCC enclosure |  | 02-LVD-PPL-261 | 208/120VAC CIRCUIT BREAKER
ACC 2 LIGHTING - UPPER DECK 208VAC | 02-LTG-CNT-2611 | 02-LVD-PPL-261, BR38/40ACC MCC enclosure |  | 02-LVD-PPL-261 | 208/120VAC CIRCUIT BREAKER
CONVENIENCE RECPTS UNIT 1 ACC GROUND LEVEL | 02-0501-R1 | 02-LVD-PPL-261, BR42ACC MCC enclosure |  | 02-LVD-PPL-261 | 208/120VAC CIRCUIT BREAKER
FEED TO UPS MAIN PANEL BOARD U1 | 02-LVF-PPL-01 | MVB, 02-LVF-PPL-01 | Power Panel | 02-LVF-PPL-01
HRSG1 U2 UPS PANEL | 02-LVF-PPL-011 | MVB, 02-LVF-PPL-01 | Power Panel | 02-LVF-PPL-01
HRSG2 U2 UPS PANEL | 02-LVF-PPL-012 | MVB, 02-LVF-PPL-01 | Power Panel | 02-LVF-PPL-01
ADMIN BLDG U1 UPS PNL | 02-LVF-PPL-013 | MVB, 02-LVF-PPL-01 | Power Panel | 02-LVF-PPL-01
ACC1 U2 UPS PANEL | 02-LVF-PPL-014 | MVB, 02-LVF-PPL-01 | Power Panel | 02-LVF-PPL-01
ACC2 U2 UPS PANEL | 02-LVF-PPL-015 | MVB, 02-LVF-PPL-01 | Power Panel | 02-LVF-PPL-01
U1 Lube Oil pump A | 01MPV01AP101-MO1 | HRSG-1 ENCLOSURE MCC 111 CUBICLE 2FM | Pump | 480V HRSG MCC 111 | 480 V MOLDED CASE BREAKER
FGS CMP A Sound Enclosure Fan Motor 1 | 00-FGS-MFN-01A | HRSG-1 ENCLOSURE MCC 111 CUBICLE 6FB | Fan/Blower | 480V HRSG MCC 111 | 480 V MOLDED CASE BREAKER
FUEL GAS CONDITIONING SKID PUMP MTR 1 | 00-FGS-MPM-11A | HRSG-1 ENCLOSURE MCC 111 CUBICLE 3FF | Pump | 480V HRSG MCC 111 | 480 V MOLDED CASE BREAKER
HRSG 1 South Top Heat Trace XFMR | 01-HTT-XFR-1111 | HRSG-1 ENCLOSURE MCC 111 CUBICLE 4FC(L) | Transformer | 480V HRSG MCC 111 | 480 V MOLDED CASE BREAKER
Fuel Gas Heat Trace XFMR | 01-HTT-XFR-1113 | HRSG-1 ENCLOSURE MCC 111 CUBICLE 4FC(R) | Transformer | 480V HRSG MCC 111 | 480 V MOLDED CASE BREAKER
HRSG 1 Pipe Rack E Heat Trace XFMR | 01-HTT-XFR-1112 | HRSG-1 ENCLOSURE MCC 111 CUBICLE 4FF(L) | Transformer | 480V HRSG MCC 111 | 480 V MOLDED CASE BREAKER
FGS CMP C Sound Enclosure Fan Motor 1 | 00-FGS-MFN-01C | HRSG-1 ENCLOSURE MCC 111 CUBICLE 6FM | Fan/Blower | 480V HRSG MCC 111 | 480 V MOLDED CASE BREAKER
FGS CMP A Sound Enclosure Fan Motor 2 | 00-FGS-MFN-02A | HRSG-1 ENCLOSURE MCC 111 CUBICLE 6FD | Fan/Blower | 480V HRSG MCC 111 | 480 V MOLDED CASE BREAKER
FGS CMP C Sound Enclosure Fan Motor 2 | 00-FGS-MFN-02C | HRSG-1 ENCLOSURE MCC 111 CUBICLE 12FB | Fan/Blower | 480V HRSG MCC 111 | 480 V MOLDED CASE BREAKER
FGS CMP A RECYCLE/OIL CLR FAN MTR 1 | 00-FGS-MFN-03A | HRSG-1 ENCLOSURE MCC 111 CUBICLE 3FB | Fan/Blower | 480V HRSG MCC 111 | 480 V MOLDED CASE BREAKER
FGS CMP A AUX Oil Pump Motor | 00-FGS-MPM-02A | HRSG-1 ENCLOSURE MCC 111 CUBICLE 6FF | Pump | 480V HRSG MCC 111 | 480 V MOLDED CASE BREAKER
FGS CMP C Aux Oil Pump Motor | 00-FGS-MPM-02C | HRSG-1 ENCLOSURE MCC 111 CUBICLE 7FB | Pump | 480V HRSG MCC 111 | 480 V MOLDED CASE BREAKER
HRSG 1 PDC Panelboard 480VAC | 01-LVB-PPL-1115 | HRSG-1 ENCLOSURE MCC 111 CUBICLE 7FE | Power Panel | 480V HRSG MCC 111 | 480 V MOLDED CASE BREAKER
Unit 1 HRSG BD Sump Pump A/B Control Panel | 01-BDN-CPL-01 | HRSG-1 ENCLOSURE MCC 111 CUBICLE 7FH(R) | Control Power Feed | 480V HRSG MCC 111 | 480 V MOLDED CASE BREAKER
Unit 1 Bridge Crane | 01-TRB-CRN-01 | HRSG-1 ENCLOSURE MCC 111 CUBICLE 7FL |  | 480V HRSG MCC 111 | 480 V MOLDED CASE BREAKER
FGS CMP Recycle/Oil CLR Fan Motor 1 | 00-FGS-MFN-03C | HRSG-1 ENCLOSURE MCC 111 CUBICLE 5FB | Fan/Blower | 480V HRSG MCC 111 | 480 V MOLDED CASE BREAKER
FGS CMP A RECYCLE/OIL CLR FAN MTR 2 | 00-FGS-MFN-04A | HRSG-1 ENCLOSURE MCC 111 CUBICLE 3FD | Fan/Blower | 480V HRSG MCC 111 | 480 V MOLDED CASE BREAKER
FGS CMP Recycle/Oil CLR Fan Motor 2 | 00-FGS-MFN-04C | HRSG-1 ENCLOSURE MCC 111 CUBICLE 5FD | Fan/Blower | 480V HRSG MCC 111 | 480 V MOLDED CASE BREAKER
Unit 1 Sample Analysis Panel DSW | 01-SMP-DSW-01 | HRSG-1 ENCLOSURE MCC 111 CUBICLE 10FC(R) |  | 480V HRSG MCC 111 | 480 V MOLDED CASE BREAKER
HRSG 1 PDC XFMR 480-120/208VAC | 01-LVD-PPL-1111 | HRSG-1 ENCLOSURE MCC 111 CUBICLE 11FC(L) | Power Panel | 480V HRSG MCC 111 | 480 V MOLDED CASE BREAKER
HRSG 1 Top Level West Panelboard 480VAC | 01-LVB-PPL-1112 | HRSG-1 ENCLOSURE MCC 111 CUBICLE 11FF | Power Panel | 480V HRSG MCC 111 | 480 V MOLDED CASE BREAKER
HRSG 1 Finger Rack Panelboard 480VAC | 01-LVB-PPL-1113 | HRSG-1 ENCLOSURE MCC 111 CUBICLE 11FJ | Power Panel | 480V HRSG MCC 111 | 480 V MOLDED CASE BREAKER
HRSG1 Grade West Panelboard 480VAC | 01-LVB-PPL-1114 | HRSG-1 ENCLOSURE MCC 111 CUBICLE 11FM | Power Panel | 480V HRSG MCC 111 | 480 V MOLDED CASE BREAKER
Unit 1 BFW Lube Oil Pump Motor A | 01-BFW-MPM-02A | HRSG-1 ENCLOSURE MCC 111 CUBICLE 12FD | Pump | 480V HRSG MCC 111 | 480 V MOLDED CASE BREAKER
Waste Water Sump Pumps A/B Control Panel | 00-WDR-CPL-01 | HRSG-1 ENCLOSURE MCC 111 CUBICLE 13FJ | Control Power Feed | 480V HRSG MCC 111 | 480 V MOLDED CASE BREAKER
Unit 1 Turbine Building NE Panelboard 480VAC | 01-LVB-PPL-1111 | HRSG-1 ENCLOSURE MCC 111 CUBICLE 13FM | Power Panel | 480V HRSG MCC 111 | 480 V MOLDED CASE BREAKER
Unit 1 HRSG Duct Burner Cooling Skid Blower 1 | 01-BUR-MLB-01A | HRSG-1 ENCLOSURE MCC 111 CUBICLE 5FH | Fan/Blower | 480V HRSG MCC 111 | 480 V MOLDED CASE BREAKER
Unit 1 ACHE Fan 01A | 01-CCW-MFN-01A | HRSG-1 ENCLOSURE MCC 111 CUBICLE 8FC | Fan/Blower | 480V HRSG MCC 111 | 480 V MOLDED CASE BREAKER
Unit 1 ACHE Fan 01B | 01-CCW-MFN-01B | HRSG-1 ENCLOSURE MCC 111 CUBICLE 8FF | Fan/Blower | 480V HRSG MCC 111 | 480 V MOLDED CASE BREAKER
Unit 1 ACHE Fan 01C | 01-CCW-MFN-01C | HRSG-1 ENCLOSURE MCC 111 CUBICLE 8FJ | Fan/Blower | 480V HRSG MCC 111 | 480 V MOLDED CASE BREAKER
Unit 1 ACHE Fan 02A | 01-CCW-MFN-02A | HRSG-1 ENCLOSURE MCC 111 CUBICLE 8FM | Fan/Blower | 480V HRSG MCC 111 | 480 V MOLDED CASE BREAKER
Unit 1 ACHE Fan 02B | 01-CCW-MFN-02B | HRSG-1 ENCLOSURE MCC 111 CUBICLE 9FC | Fan/Blower | 480V HRSG MCC 111 | 480 V MOLDED CASE BREAKER
Unit 1 ACHE Fan 02C | 01-CCW-MFN-02C | HRSG-1 ENCLOSURE MCC 111 CUBICLE 9FF | Fan/Blower | 480V HRSG MCC 111 | 480 V MOLDED CASE BREAKER
Unit 1 ACHE Fan 03A | 01-CCW-MFN-03A | HRSG-1 ENCLOSURE MCC 111 CUBICLE 9FJ | Fan/Blower | 480V HRSG MCC 111 | 480 V MOLDED CASE BREAKER
HRSG 1 AMMONIA INJECTION BLOWER A | 01-SCR-MFN-100A | HRSG-1 ENCLOSURE MCC 111 CUBICLE 3FM | Fan/Blower | 480V HRSG MCC 111 | 480 V MOLDED CASE BREAKER
FGS CMP B Sound Enclosure Fan MTR 1 | 00-FGS-MFN-01B | HRSG-1 ENCLOSURE MCC 211 CUBICLE 4FB | Fan/Blower | 480V HRSG MCC 211 | 480 V MOLDED CASE BREAKER
FGS CMP B Sound Enclosure Fan MTR 2 | 00-FGS-MFN-02B | HRSG-1 ENCLOSURE MCC 211 CUBICLE 10FM | Fan/Blower | 480V HRSG MCC 211 | 480 V MOLDED CASE BREAKER
FGS CMP B Recycle/Oil CLR Fan MTR 1 | 00-FGS-MFN-03B | HRSG-1 ENCLOSURE MCC 211 CUBICLE 9FF | Fan/Blower | 480V HRSG MCC 211 | 480 V MOLDED CASE BREAKER
FGS CMP B Recycle/Oil CLR Fan MTR 2 | 00-FGS-MFN-04B | HRSG-1 ENCLOSURE MCC 211 CUBICLE 9FH | Fan/Blower | 480V HRSG MCC 211 | 480 V MOLDED CASE BREAKER
Unit 1 Main Lube Oil Pump Motor B | 01MPV01AP102-M01 | HRSG-1 ENCLOSURE MCC 211 CUBICLE 3FM | Pump | 480V HRSG MCC 211 | 480 V MOLDED CASE BREAKER
Unit 1 STG SWBD | 01-LVB-SWB-2113 | HRSG-1 ENCLOSURE MCC 211 CUBICLE 4FF |  | 480V HRSG MCC 211 | 480 V MOLDED CASE BREAKER
HRSG 1 PDC Panelboard 480VAC | 01-LVB-PPL-2112 | HRSG-1 ENCLOSURE MCC 211 CUBICLE 5FC | Power Panel | 480V HRSG MCC 211 | 480 V MOLDED CASE BREAKER
Fuel Gas Area Panelboard 480VAC | 01-LVB-PPL-2113 | HRSG-1 ENCLOSURE MCC 211 CUBICLE 5FF | Power Panel | 480V HRSG MCC 211 | 480 V MOLDED CASE BREAKER
Fuel Gas Conditioning Skid Pump MTR 2 | 00-FGS-MPM-11B | HRSG-1 ENCLOSURE MCC 211 CUBICLE 9FD | Pump | 480V HRSG MCC 211 | 480 V MOLDED CASE BREAKER
Waste Water Sump Pumps A/B Control Panel | 00-WDR-CPL-01 | HRSG-1 ENCLOSURE MCC 211 CUBICLE 10FK | Control Power Feed | 480V HRSG MCC 211 | 480 V MOLDED CASE BREAKER
Unit 1 BFW Lube Oil Pump Motor B | 01-BFW-MPM-02B | HRSG-1 ENCLOSURE MCC 211 CUBICLE 11FB | Pump | 480V HRSG MCC 211 | 480 V MOLDED CASE BREAKER
HRSG 1 PDC XFMR 480-120/208VAC | 01-LVB-XFR-2111 | HRSG-1 ENCLOSURE MCC 211 CUBICLE 12FC | Transformer | 480V HRSG MCC 211 | 480 V MOLDED CASE BREAKER
FGS CMP B Aux Oil Pump Motor | 00-FGS-MPM-02B | HRSG-1 ENCLOSURE MCC 211 CUBICLE 12FM | Pump | 480V HRSG MCC 211 | 480 V MOLDED CASE BREAKER
HRSG 1 Finger Rack Heat Trace XFMR 480-120/208VAC | 01-HTT-XFR-2111 | HRSG-1 ENCLOSURE MCC 211 CUBICLE 13FC(R) | Transformer | 480V HRSG MCC 211 | 480 V MOLDED CASE BREAKER
Unit 1 BD Tank Drain Sump Pump A/B Control Panel | 01-BDN-CPL-01 | HRSG-1 ENCLOSURE MCC 211 CUBICLE 13FF(R) | Control Power Feed | 480V HRSG MCC 211 | 480 V MOLDED CASE BREAKER
HRSG 1 Top Level SE Panelboard 480VAC | 01-LVB-PPL-2111 | HRSG-1 ENCLOSURE MCC 211 CUBICLE 13FJ | Power Panel | 480V HRSG MCC 211 | 480 V MOLDED CASE BREAKER
Unit 1 HRSG Duct Burner Cooling Skid Blower 2 | 01-BUR-MLB-01B | HRSG-1 ENCLOSURE MCC 211 CUBICLE 9FM | Fan/Blower | 480V HRSG MCC 211 | 480 V MOLDED CASE BREAKER
Unit 1 ACHE Fan 03B | 01-CCW-MFN-03B | HRSG-1 ENCLOSURE MCC 211 CUBICLE 6FC | Fan/Blower | 480V HRSG MCC 211 | 480 V MOLDED CASE BREAKER
Unit 1 ACHE Fan 03C | 01-CCW-MFN-03C | HRSG-1 ENCLOSURE MCC 211 CUBICLE 6FF | Fan/Blower | 480V HRSG MCC 211 | 480 V MOLDED CASE BREAKER
Unit 1 ACHE Fan 04A | 01-CCW-MFN-04A | HRSG-1 ENCLOSURE MCC 211 CUBICLE 6FJ | Fan/Blower | 480V HRSG MCC 211 | 480 V MOLDED CASE BREAKER
Unit 1 ACHE Fan 04B | 01-CCW-MFN-04B | HRSG-1 ENCLOSURE MCC 211 CUBICLE 6FM | Fan/Blower | 480V HRSG MCC 211 | 480 V MOLDED CASE BREAKER
Unit 1 ACHE Fan 04C | 01-CCW-MFN-04C | HRSG-1 ENCLOSURE MCC 211 CUBICLE 7FC | Fan/Blower | 480V HRSG MCC 211 | 480 V MOLDED CASE BREAKER
Unit 1 ACHE Fan 05A | 01-CCW-MFN-05A | HRSG-1 ENCLOSURE MCC 211 CUBICLE 7FF | Fan/Blower | 480V HRSG MCC 211 | 480 V MOLDED CASE BREAKER
Unit 1 ACHE Fan 05B | 01-CCW-MFN-05B | HRSG-1 ENCLOSURE MCC 211 CUBICLE 7FJ | Fan/Blower | 480V HRSG MCC 211 | 480 V MOLDED CASE BREAKER
Unit 1 ACHE Fan 05C | 01-CCW-MFN-05C | HRSG-1 ENCLOSURE MCC 211 CUBICLE 7FM | Fan/Blower | 480V HRSG MCC 211 | 480 V MOLDED CASE BREAKER
HRSG 1 Ammonia Injection Blower B | 01-SCR-MFN-100B | HRSG-1 ENCLOSURE MCC 211 CUBICLE 4FM | Fan/Blower | 480V HRSG MCC 211 | 480 V MOLDED CASE BREAKER
00-DCS-CAB-10 POWER 1 | 00-DCS-CAB-10 | ACC 1 U1 UPS PANEL 01-LVF-PPL-014 , BR1 |  | ACC 1 U1 UPS PANEL 01-LVF-PPL-014
00-DCS-CAB-12 POWER 1 | 00-DCS-CAB-12 | ACC 1 U1 UPS PANEL 01-LVF-PPL-014 , BR2 |  | ACC 1 U1 UPS PANEL 01-LVF-PPL-014
MCC 151 SHUNT TRIP POWER | 01-ACC-MCC-151 | ACC 1 U1 UPS PANEL 01-LVF-PPL-014 , BR5 |  | ACC 1 U1 UPS PANEL 01-LVF-PPL-014
00-DCS-CAB-12 SOLENOID POWER | 00-DCS-CAB-12 | ACC 1 U1 UPS PANEL 01-LVF-PPL-014 , BR7 |  | ACC 1 U1 UPS PANEL 01-LVF-PPL-014
MCC 131 SHUNT TRIP POWER | 01-ACC-MCC-131 | ACC 1 U1 UPS PANEL 01-LVF-PPL-014 , BR2 |  | ACC 1 U1 UPS PANEL 01-LVF-PPL-014
MCC 231 SHUNT TRIP POWER | 01-ACC-MCC-231 | ACC 1 U1 UPS PANEL 01-LVF-PPL-014 , BR4 |  | ACC 1 U1 UPS PANEL 01-LVF-PPL-014
MCC 251 SHUNT TRIP POWER | 01-ACC-MCC-251 | ACC 1 U1 UPS PANEL 01-LVF-PPL-014 , BR6 |  | ACC 1 U1 UPS PANEL 01-LVF-PPL-014
00-DCS-CAB-10 POWER 2 | 00-DCS-CAB-10 | ACC 1 U2 UPS PANEL 02-LVF-PPL-014, BR1 |  | ACC 1 U2 UPS PANEL 02-LVF-PPL-014
00-DCS-CAB-12 POWER 2 | 00-DCS-CAB-12 | ACC 1 U2 UPS PANEL 02-LVF-PPL-014, BR3 |  | ACC 1 U2 UPS PANEL 02-LVF-PPL-014
MCC 151 SHUNT TRIP POWER | 01-ACC-MCC-151 | ACC 1 U2 UPS PANEL 02-LVF-PPL-014, BR5 |  | ACC 1 U2 UPS PANEL 02-LVF-PPL-014
MCC 131 SHUNT TRIP POWER | 01-ACC-MCC-131 | ACC 1 U2 UPS PANEL 02-LVF-PPL-014, BR2 |  | ACC 1 U2 UPS PANEL 02-LVF-PPL-014
MCC 231 SHUNT TRIP POWER | 01-ACC-MCC-231 | ACC 1 U2 UPS PANEL 02-LVF-PPL-014, BR4 |  | ACC 1 U2 UPS PANEL 02-LVF-PPL-014
MCC 251 SHUNT TRIP POWER | 01-ACC-MCC-251 | ACC 1 U2 UPS PANEL 02-LVF-PPL-014, BR6 |  | ACC 1 U2 UPS PANEL 02-LVF-PPL-014
00-DCS-CAB-20 POWER 2 | 00-DCS-CAB-20 | ACC 2 U1 UPS PANEL 02-LVF-PPL-015, BR1 |  | ACC 2 U1 UPS PANEL 02-LVF-PPL-015
00-DCS-CAB-22 POWER 2 | 00-DCS-CAB-22 | ACC 2 U1 UPS PANEL 02-LVF-PPL-015, BR3 |  | ACC 2 U1 UPS PANEL 02-LVF-PPL-015
MCC 161 SHUNT TRIP POWER | 02-ACC-MCC-161 | ACC 2 U1 UPS PANEL 02-LVF-PPL-015, BR5 |  | ACC 2 U1 UPS PANEL 02-LVF-PPL-015
MCC 141 SHUNT TRIP POWER | 02-ACC-MCC-141 | ACC 2 U1 UPS PANEL 02-LVF-PPL-015, BR2 |  | ACC 2 U1 UPS PANEL 02-LVF-PPL-015
MCC 241 SHUNT TRIP POWER | 02-ACC-MCC-241 | ACC 2 U1 UPS PANEL 02-LVF-PPL-015, BR4 |  | ACC 2 U1 UPS PANEL 02-LVF-PPL-015
MCC 261 SHUNT TRIP POWER | 02-ACC-MCC-261 | ACC 2 U1 UPS PANEL 02-LVF-PPL-015, BR6 |  | ACC 2 U1 UPS PANEL 02-LVF-PPL-015
00-DCS-CAB-20 POWER 1 | 00-DCS-CAB-20 | ACC 2 U1 UPS PANEL 01-LVF-PPL-015, BR1 |  | ACC 2 U1 UPS PANEL 01-LVF-PPL-015
00-DCS-CAB-22 POWER 1 | 00-DCS-CAB-22 | ACC 2 U1 UPS PANEL 01-LVF-PPL-015, BR3 |  | ACC 2 U1 UPS PANEL 01-LVF-PPL-015
MCC 161 SHUNT TRIP POWER | 02-ACC-MCC-161 | ACC 2 U1 UPS PANEL 01-LVF-PPL-015, BR5 |  | ACC 2 U1 UPS PANEL 01-LVF-PPL-015
00-DCS-CAB-22 SOLENOID POWER | 00-DCS-CAB-22 | ACC 2 U1 UPS PANEL 01-LVF-PPL-015, BR7 |  | ACC 2 U1 UPS PANEL 01-LVF-PPL-015
MCC 141 SHUNT TRIP POWER | 02-ACC-MCC-141 | ACC 2 U1 UPS PANEL 01-LVF-PPL-015, BR2 |  | ACC 2 U1 UPS PANEL 01-LVF-PPL-015
MCC 241 SHUNT TRIP POWER | 02-ACC-MCC-241 | ACC 2 U1 UPS PANEL 01-LVF-PPL-015, BR4 |  | ACC 2 U1 UPS PANEL 01-LVF-PPL-015
MCC 261 SHUNT TRIP POWER | 02-ACC-MCC-261 | ACC 2 U1 UPS PANEL 01-LVF-PPL-015, BR6 |  | ACC 2 U1 UPS PANEL 01-LVF-PPL-015
SITE WEATHER STATION | 00-BOP-WST-01 | ADMIN BLDG U1 UPS PNL, BR1 |  | ADMIN BLDG U1 UPS PNL
SITE WEATHER STATION RAIN GAUGE | 00-LT-WST966 | ADMIN BLDG U1 UPS PNL, BR3 |  | ADMIN BLDG U1 UPS PNL
WTT BLDG MAIN CPL | 00-DWT-PNL-01 | ADMIN BLDG U1 UPS PNL, BR5 |  | ADMIN BLDG U1 UPS PNL
U1 VIRT HMI SERV/NTWRK CAB PWR DIST PRIMARY | 01CKC00GH002\20 | ADMIN BLDG U1 UPS PNL, BR15 |  | ADMIN BLDG U1 UPS PNL
U1 VIRT HMI SERV/NTWRK CAB PWR DIST PRIMARY | 01CKC00GH002\21 | ADMIN BLDG U1 UPS PNL, BR17 |  | ADMIN BLDG U1 UPS PNL
DCS NTWRK CAB 0 PRI PWR FEED 120VAC UPS | 00-DCS-CAB-00 | ADMIN BLDG U1 UPS PNL, BR19 |  | ADMIN BLDG U1 UPS PNL
DCS NTWRK CAB 2 PRI PWR FEED 120VAC UPS | 00-DCS-CAB-02 | ADMIN BLDG U1 UPS PNL, BR21 |  | ADMIN BLDG U1 UPS PNL
ADMN BLDG DCS RM N WALL UNIT 1 DSK RCPTS | 01-LVF-PPL-013-25 | ADMIN BLDG U1 UPS PNL, BR25 | Power Panel | ADMIN BLDG U1 UPS PNL
ADMN BLDG CTRL RM UNIT 1 FLR RCPTS | 01-LVF-PPL-013-27 | ADMIN BLDG U1 UPS PNL, BR27 | Power Panel | ADMIN BLDG U1 UPS PNL
ADMN BLDG CTRL RM UNIT 1 S WALL TV RCPT | 01-LVF-PPL-013-29 | ADMIN BLDG U1 UPS PNL, BR29 | Power Panel | ADMIN BLDG U1 UPS PNL
ADMN BLDG CTRL RM UNIT 1 MAIN DSK W RCPTS | 01-LVF-PPL-013-31 | ADMIN BLDG U1 UPS PNL, BR31 | Power Panel | ADMIN BLDG U1 UPS PNL
ADMN BLDG CTRL RM UNIT 1 MAIN DSK E RCPTS | 01-LVF-PPL-013-33 | ADMIN BLDG U1 UPS PNL, BR33 | Power Panel | ADMIN BLDG U1 UPS PNL
WTT RO CIP CPL PRI PWR FEED | 00-DWT-CPL-05B | ADMIN BLDG U1 UPS PNL, BR6 | Control Power Feed | ADMIN BLDG U1 UPS PNL
VMS CTRL RM SRVR CAB FEED 1 120VAC UPS | 00-VMS-CPL-02 | ADMIN BLDG U1 UPS PNL, BR18 | Control Power Feed | ADMIN BLDG U1 UPS PNL
DCS NTWRK CAB 1 PRI PWR FEED 120VAC UPS | 00-DCS-CAB-01 | ADMIN BLDG U1 UPS PNL, BR20 |  | ADMIN BLDG U1 UPS PNL
DCS SRVR CAB 1 PRI PWR FEED PDU1 120VAC UPS | 00-DCS-CAB-95 | ADMIN BLDG U1 UPS PNL, BR22 |  | ADMIN BLDG U1 UPS PNL
DCS SRVR CAB 1 PRI PWR FEED PDU3 120VAC UPS | 00-DCS-CAB-95 | ADMIN BLDG U1 UPS PNL, BR24 |  | ADMIN BLDG U1 UPS PNL
ADMN BLDG DCS RM E WALL UNIT 1 DSK RCPTS | 01-LVF-PPL-013-26 | ADMIN BLDG U1 UPS PNL, BR26 | Power Panel | ADMIN BLDG U1 UPS PNL
ADMN BLDG CTRL RM E WALL UNIT 1 DSK RCPTS | 01-LVF-PPL-013-28 | ADMIN BLDG U1 UPS PNL, BR28 | Power Panel | ADMIN BLDG U1 UPS PNL
DCS SRVR CAB 2 PRI PWR FEED PDU1 | 00-DCS-CAB-96 | ADMIN BLDG U1 UPS PNL, BR30 |  | ADMIN BLDG U1 UPS PNL
DCS SRVR CAB 2 PRI PWR FEED PDU3 | 00-DCS-CAB-96 | ADMIN BLDG U1 UPS PNL, BR32 |  | ADMIN BLDG U1 UPS PNL
ELE RM RCP (ADMIN VENDOR CABLING) | 01-LVF-PPL-013-36 | ADMIN BLDG U1 UPS PNL, BR34 | Power Panel | ADMIN BLDG U1 UPS PNL
ELE RM RCP (ADMIN VENDOR CABLING) | 01-LVF-PPL-013-36 | ADMIN BLDG U1 UPS PNL, BR36 | Power Panel | ADMIN BLDG U1 UPS PNL
COMM RM RCP (MHPS-JPOW. -ADM. VEND. CABL) | 01-LVF-PPL-013-38 | ADMIN BLDG U1 UPS PNL, BR38 | Power Panel | ADMIN BLDG U1 UPS PNL
UNIT 2 VIRTUAL HMI SERV. / NTWRK CAB PWR DIST | 02CKC00GH002\20 | ADMIN BLDG U2 UPS PNL, BR15 |  | ADMIN BLDG U2 UPS PNL
UNIT 2 VIRTUAL HMI SERV. / NTWRK CAB PWR DIST | 02CKC00GH002\21 | ADMIN BLDG U2 UPS PNL, BR17 |  | ADMIN BLDG U2 UPS PNL
DCS NTWRK CAB 0 SEC PWR FEED 120VAC UPS | 00-DCS-CAB-00 | ADMIN BLDG U2 UPS PNL, BR19 |  | ADMIN BLDG U2 UPS PNL
DCS NTWRK CAB 2 SEC PWR FEED 120VAC UPS | 00-DCS-CAB-02 | ADMIN BLDG U2 UPS PNL, BR21 |  | ADMIN BLDG U2 UPS PNL
ADMN BLDG DCS RM N WALL UNIT 2 DSK RCPTS | 02-LVF-PPL-013-25 | ADMIN BLDG U2 UPS PNL, BR25 | Power Panel | ADMIN BLDG U2 UPS PNL
ADMN BLDG CTRL RM UNIT 2 FLR RCPTS | 02-LVF-PPL-013-27 | ADMIN BLDG U2 UPS PNL, BR27 | Power Panel | ADMIN BLDG U2 UPS PNL
ADMN BLDG CTRL RM UNIT 2 S WALL TV RCPTS | 02-LVF-PPL-013-29 | ADMIN BLDG U2 UPS PNL, BR29 | Power Panel | ADMIN BLDG U2 UPS PNL
ADMN BLDG CTRL RM UNIT 2 MAIN DSK W RCPTS | 02-LVF-PPL-013-31 | ADMIN BLDG U2 UPS PNL, BR31 | Power Panel | ADMIN BLDG U2 UPS PNL
ADMN BLDG CTRL RM UNIT 2 MAIN DSK E RCPTS | 02-LVF-PPL-013-33 | ADMIN BLDG U2 UPS PNL, BR33 | Power Panel | ADMIN BLDG U2 UPS PNL
WTT BLDG MAIN CPL 120VAC UPS REDUNDANT | 00-DWT-PNL-01 | ADMIN BLDG U2 UPS PNL, BR6 |  | ADMIN BLDG U2 UPS PNL
WTT RO CIP CPL 120V UPS REDUNDANT | 00-DWT-CPL-05B | ADMIN BLDG U2 UPS PNL, BR8 | Control Power Feed | ADMIN BLDG U2 UPS PNL
VMS CTRL RM SRVR CAB FEED 2 120VAC UPS | 00-VMS-CPL-02 | ADMIN BLDG U2 UPS PNL, BR18 |  | ADMIN BLDG U2 UPS PNL
DCS NTWRK CAB 1 SEC PWR FEED 120VAC UPS | 00-DCS-CAB-01 | ADMIN BLDG U2 UPS PNL, BR20 |  | ADMIN BLDG U2 UPS PNL
DCS SRVR CAB 1 SEC PWR FEED PDU2 120VAC UPS | 00-DCS-CAB-95 | ADMIN BLDG U2 UPS PNL, BR22 |  | ADMIN BLDG U2 UPS PNL
DCS SRVR CAB 1 SEC PWR FEED PDU4 120VAC UPS | 00-DCS-CAB-95 | ADMIN BLDG U2 UPS PNL, BR24 |  | ADMIN BLDG U2 UPS PNL
ADMN BLDG DCS RM E WALL UNIT 2 DSK RCPTS | 02-LVF-PPL-013-26 | ADMIN BLDG U2 UPS PNL, BR26 | Power Panel | ADMIN BLDG U2 UPS PNL
ADMN BLDG CTRL RM E WALL UNIT 2 DSK RCPTS | 02-LVF-PPL-013-28 | ADMIN BLDG U2 UPS PNL, BR28 | Power Panel | ADMIN BLDG U2 UPS PNL
ADMN BLDG CTRL RM W DSK PRINTER RCPTS | 02-LVF-PPL-013-30 | ADMIN BLDG U2 UPS PNL, BR30 | Power Panel | ADMIN BLDG U2 UPS PNL
DCS SRVR CAB 2 SEC PWR FEED PDU2 120VAC UPS | 00-DCS-CAB-96 | ADMIN BLDG U2 UPS PNL, BR32 |  | ADMIN BLDG U2 UPS PNL
DCS SRVR CAB 2 SEC PWR FEED PDU4 120VAC UPS | 00-DCS-CAB-96 | ADMIN BLDG U2 UPS PNL, BR34 |  | ADMIN BLDG U2 UPS PNL
COMM RM RCP (MHPS-JPOW-ADM. VENDOR CABLING) | 02-LVF-PPL-013-38 | ADMIN BLDG U2 UPS PNL, BR38 | Power Panel | ADMIN BLDG U2 UPS PNL
BATTERY INPUT TO SECONDARY DC BUS | 02-LVE-PPL-01 | MVB, DC DISTRIBUTION PANEL 02-LVE-PPL-01, F1 | Power Panel | DC DISTRIBUTION PANEL 02-LVE-PPL-01
CHARGER A INPUT TO SECONDARY DC BUS | 02-LVE-PPL-01 | MVB, DC DISTRIBUTION PANEL 02-LVE-PPL-01, F2 | Power Panel | DC DISTRIBUTION PANEL 02-LVE-PPL-01
CH. A INP. TO PRIM. DC BUS (JUMPER TO FUSE F2) |  | MVB, DC DISTRIBUTION PANEL 02-LVE-PPL-01, F3 |  | DC DISTRIBUTION PANEL 02-LVE-PPL-01
CHARGER B INPUT TO SECONDARY DC BUS | 02-LVE-PPL-01 | MVB, DC DISTRIBUTION PANEL 02-LVE-PPL-01, F4 | Power Panel | DC DISTRIBUTION PANEL 02-LVE-PPL-01
CH. B INP. TO PRIM. DC BUS (JUMPER TO FUSE F2) |  | MVB, DC DISTRIBUTION PANEL 02-LVE-PPL-01, F5 |  | DC DISTRIBUTION PANEL 02-LVE-PPL-01
UPS SYSTEM UNIT 02 | 02-LVF-UPS-01 | MVB, DC DISTRIBUTION PANEL 02-LVE-PPL-01, F6 |  | DC DISTRIBUTION PANEL 02-LVE-PPL-01
HRSG 2 PDC 125VDC PANELBOARD 01 DSW | 02-LVE-DSW-012 | MVB, DC DISTRIBUTION PANEL 02-LVE-PPL-01, F7 | Power Panel | DC DISTRIBUTION PANEL 02-LVE-PPL-01
ADMIN BUILDING 125VDC PANELBOARD 02 RBX | 02-LVE-RBX-013 | MVB, DC DISTRIBUTION PANEL 02-LVE-PPL-01, F8 | Power Panel | DC DISTRIBUTION PANEL 02-LVE-PPL-01
IPBD 2 UAT DSW MAIN 125 VDC | 02-IPB-CPL-01 | MVB, DC DISTRIBUTION PANEL 02-LVE-PPL-01, F10.1 | Control Power Feed | DC DISTRIBUTION PANEL 02-LVE-PPL-01
SWGR 21/MCC 21 BREAKER CONTROL | 00-MVB-SWG-21 | MVB, DC DISTRIBUTION PANEL 02-LVE-PPL-01, F10.3 |  | DC DISTRIBUTION PANEL 02-LVE-PPL-01
RELAY PANEL 02-RPS-PNL-08 SEL-487E | 02-RPS-PNL-08 | MVB, DC DISTRIBUTION PANEL 02-LVE-PPL-01, F10.5 |  | DC DISTRIBUTION PANEL 02-LVE-PPL-01
RELAY PANEL 02-RPS-PNL-08 GE T60U & MET-UAT | 02-RPS-PNL-08 | MVB, DC DISTRIBUTION PANEL 02-LVE-PPL-01, F10.7 |  | DC DISTRIBUTION PANEL 02-LVE-PPL-01
UNIT 2 GSU CONTROL PANEL 125 VDC PWR MAIN | 02-GSU-CPL-01 | MVB, DC DISTRIBUTION PANEL 02-LVE-PPL-01, F10.9 | Control Power Feed | DC DISTRIBUTION PANEL 02-LVE-PPL-01
UNIT 1 SFC CUBICLE (REDUNDANT CTRL PWR-1) | 01MKE01GU101\00 | MVB, DC DISTRIBUTION PANEL 02-LVE-PPL-01, F10.13 |  | DC DISTRIBUTION PANEL 02-LVE-PPL-01
UNIT 2 SFC CUBICLE (REDUNDANT CTRL PWR-2) | 02MKE01GU101\01 | MVB, DC DISTRIBUTION PANEL 02-LVE-PPL-01, F10.15 |  | DC DISTRIBUTION PANEL 02-LVE-PPL-01
UNIT 2 GCB MAIN 125 VDC | 02-GEN-CPL-01 | MVB, DC DISTRIBUTION PANEL 02-LVE-PPL-01, F10.17 | Control Power Feed | DC DISTRIBUTION PANEL 02-LVE-PPL-01
UNIT 1 GCB TRIP COIL 2 125 VDC | 01-GEN-CPL-01 | MVB, DC DISTRIBUTION PANEL 02-LVE-PPL-01, F10.19 | Control Power Feed | DC DISTRIBUTION PANEL 02-LVE-PPL-01
SAT 21 CONTROL PANEL 125 VDC PWR MAIN | 00-SAT-CPL-21 | MVB, DC DISTRIBUTION PANEL 02-LVE-PPL-01, F10.2 | Control Power Feed | DC DISTRIBUTION PANEL 02-LVE-PPL-01
UAT 02 CONTROL PANEL 125 VDC PWR MAIN | 00-UAT-CPL-02 | MVB, DC DISTRIBUTION PANEL 02-LVE-PPL-01, F10.4 | Control Power Feed | DC DISTRIBUTION PANEL 02-LVE-PPL-01
SWGR 2 BREAKER CONTROL | 00-MVA-SWG-2 | MVB, DC DISTRIBUTION PANEL 02-LVE-PPL-01, F10.6 |  | DC DISTRIBUTION PANEL 02-LVE-PPL-01
SWGR 27 BREAKER CONTROL | 01-LVB-SWG-27 | MVB, DC DISTRIBUTION PANEL 02-LVE-PPL-01, F10.8 |  | DC DISTRIBUTION PANEL 02-LVE-PPL-01
MV SWGR BREAKER TEST CABINET |  | MVB, DC DISTRIBUTION PANEL 02-LVE-PPL-01, F10.10 |  | DC DISTRIBUTION PANEL 02-LVE-PPL-01
TURBINE CONTROL PANEL | 01MBY01GH001\80 | TCP |  | DC distribution panel U1
DC POWER SUPPLY FOR EXCITATION SYSTEM | 01MKC01GU101\80 | TCP |  | DC distribution panel U1
DC POWER SUPPLY FOR EXCITATION SYSTEM | 01MKC01GU101\81 | TCP |  | DC distribution panel U1
TURBINE SUPERVISORY INSTRUMENT PANEL | 01MBY01GH016\80 | TCP |  | DC distribution panel U1
TURBINE PROTECTION PANEL | 01MBY01GH010\80 | TCP |  | DC distribution panel U1
LOCAL OPS AND EMS DESK AND TURBINE CONTROL | 01CKC00GH001 | TCP |  | DC distribution panel U1
TURBINE REMOTE I/O PANEL A | 01MBY93GH001\80 | TCP |  | DC distribution panel U1
TURBINE REMOTE I/O PANEL B | 01MBY93GH002\80 | TCP |  | DC distribution panel U1
GCRP (GEN. CONTROL AND PROTEC. RELAY PANEL) | 01CHC00GH001\80 | TCP |  | DC distribution panel U1
GCRP | 01CHC00GH001\81 | TCP |  | DC distribution panel U1
NEUTRAL GROUND CUBICLE FOR GEN | 01BAW11GH001\80 | TCP |  | DC distribution panel U1
ST VACUUM BREAKER No.1 | 01MAC11AA901 | TCP |  | DC distribution panel U1
LUBE OIL PUMP DISCONNECT | 01MPV01AP401-M01 | TCP | Pump | DC distribution panel U1
SEAL OIL PUMP DISCONNECT | 01MKW04AP101-M01 | TCP | Pump | DC distribution panel U1
ST VACUUM BREAKER No.2 | 01MAC11AA902 | TCP |  | DC distribution panel U1
TURBINE CONTROL PANEL | 02MBY01GH001\80 | TCP |  | DC distribution panel U2
DC POWER SUPPLY FOR EXCITATION SYSTEM | 02MKC01GU101\80 | TCP |  | DC distribution panel U2
DC POWER SUPPLY FOR EXCITATION SYSTEM | 02MKC01GU101\81 | TCP |  | DC distribution panel U2
TURBINE SUPERVISORY INSTRUMENT PANEL | 02MBY01GH016\80 | TCP |  | DC distribution panel U2
TURBINE PROTECTION PANEL | 02MBY01GH010\80 | TCP |  | DC distribution panel U2
LOCAL OPS AND EMS DESK AND TURBINE CONTROL | 02CKC00GH001 | TCP |  | DC distribution panel U2
TURBINE REMOTE I/O PANEL A | 02MBY93GH001\80 | TCP |  | DC distribution panel U2
TURBINE REMOTE I/O PANEL B | 02MBY93GH002\80 | TCP |  | DC distribution panel U2
GCRP (GEN. CONTROL AND PROTEC. RELAY PANEL) | 02CHC00GH001\80 | TCP |  | DC distribution panel U2
GCRP | 02CHC00GH001\81 | TCP |  | DC distribution panel U2
NEUTRAL GROUND CUBICLE FOR GEN | 02BAW11GH001\80 | TCP |  | DC distribution panel U2
ST VACUUM BREAKER No.1 | 02MAC11AA901 | TCP |  | DC distribution panel U2
LUBE OIL PUMP DISCONNECT | 02MPV01AP401-M01 | TCP | Pump | DC distribution panel U2
SEAL OIL PUMP DISCONNECT | 02MKW04AP101-M01 | TCP | Pump | DC distribution panel U2
ST VACUUM BREAKER No.2 | 02MAC11AA902 | TCP |  | DC distribution panel U2
00-DCS-CAB-60 POWER 1 | 00-DCS-CAB-60 | HRSG 1 U1 UPS PANEL, BR1 |  | HRSG 1 U1 UPS PANEL
00-DCS-CAB-06 POWER 1 | 00-DCS-CAB-06 | HRSG 1 U1 UPS PANEL, BR3 |  | HRSG 1 U1 UPS PANEL
00-DCS-CAB-62 POWER 1 | 00-DCS-CAB-62 | HRSG 1 U1 UPS PANEL, BR5 |  | HRSG 1 U1 UPS PANEL
00-DCS-CAB-61 POWER 1 | 00-DCS-CAB-61 | HRSG 1 U1 UPS PANEL, BR7 |  | HRSG 1 U1 UPS PANEL
FGS COMP A CONTROL PANEL 1 UPS FEED 1 | 00-FGS-CPL-01A | HRSG 1 U1 UPS PANEL, BR9 | Control Power Feed | HRSG 1 U1 UPS PANEL
FGS COMP C CONTROL PANEL 1 UPS FEED 1 | 00-FGS-CPL-01C | HRSG 1 U1 UPS PANEL, BR11 | Control Power Feed | HRSG 1 U1 UPS PANEL
HRSG 1 HP DRM LVL GAUGE ILLUM 120VAC FEED 1 | 01-LI-HHS905 | HRSG 1 U1 UPS PANEL, BR13 |  | HRSG 1 U1 UPS PANEL
HRSG 1 IP DRM LVL GAUGE ILLUM 120VAC FEED 1 | 01-LI-HIS903 | HRSG 1 U1 UPS PANEL, BR15 |  | HRSG 1 U1 UPS PANEL
HRSG 1 LP DRM LVL GAUGE ILLUM 120VAC FEED 1 | 01-LI-HLS930 | HRSG 1 U1 UPS PANEL, BR17 |  | HRSG 1 U1 UPS PANEL
HRSG 1 FAA CPL 120VAC PWR FEED | 01-FAA-CPL-01 | HRSG 1 U1 UPS PANEL, BR19 | Control Power Feed | HRSG 1 U1 UPS PANEL
UNIT 1 HRSG DUCT BURNER UPS ATS FEED 1 | 01-BUR-ATS-01 | HRSG 1 U1 UPS PANEL, BR21 |  | HRSG 1 U1 UPS PANEL
HRSG 1 U1 UPS PANEL
00-DCS-CAB-70 POWER 1 | 00-DCS-CAB-70 | HRSG 1 U1 UPS PANEL, BR2 |  | HRSG 1 U1 UPS PANEL
VIBRATION MONITOR CAB POWER 1 | 01-VMS-CPL-01 | HRSG 1 U1 UPS PANEL, BR4 | Control Power Feed | HRSG 1 U1 UPS PANEL
00-DCS-CAB-72 POWER 1 | 00-DCS-CAB-72 | HRSG 1 U1 UPS PANEL, BR6 |  | HRSG 1 U1 UPS PANEL
UNIT 1 CEMS ELECTRICAL PNL 120 V UPS | 01-CEM-PNL-01 | HRSG 1 U1 UPS PANEL, BR8 |  | HRSG 1 U1 UPS PANEL
FGS COMP B CONTROL PANEL 1 UPS FEED 1 | 00-FGS-CPL-01B | HRSG 1 U1 UPS PANEL, BR10 | Control Power Feed | HRSG 1 U1 UPS PANEL
FGS CND PLC/CHROMATOGRAPH PWR FEED 1 | 00-FGS-ATS-01 | HRSG 1 U1 UPS PANEL, BR12 |  | HRSG 1 U1 UPS PANEL
FUEL GAS CAL. METER PNL AC PWR 120 VAC UPS | 00MBP01GH012 | HRSG 1 U1 UPS PANEL, BR14 |  | HRSG 1 U1 UPS PANEL
UNIT 1 HRSG SCR HTR JBX 103 UPS PWR 120 VAC | 01-SCR-JBX-103 | HRSG 1 U1 UPS PANEL, BR16 |  | HRSG 1 U1 UPS PANEL
UNIT 1 WTT CALCITE FILTER UPS FEED 1 | 01-DWS-CPL-06 | HRSG 1 U1 UPS PANEL, BR18 | Control Power Feed | HRSG 1 U1 UPS PANEL
00-DCS-CAB-60 POWER 2 | 00-DCS-CAB-60 | HRSG 1 U2 UPS PANEL, BR1 |  | HRSG 1 U2 UPS PANEL
00-DCS-CAB-06 POWER 2 | 00-DCS-CAB-06 | HRSG 1 U2 UPS PANEL, BR3 |  | HRSG 1 U2 UPS PANEL
00-DCS-CAB-62 POWER 2 | 00-DCS-CAB-62 | HRSG 1 U2 UPS PANEL, BR5 |  | HRSG 1 U2 UPS PANEL
00-DCS-CAB-71 POWER 2 | 00-DCS-CAB-71 | HRSG 1 U2 UPS PANEL, BR7 |  | HRSG 1 U2 UPS PANEL
FGS COMP A CONTROL PANEL 1 UPS FEED 2 | 00-FGS-CPL-01A | HRSG 1 U2 UPS PANEL, BR9 | Control Power Feed | HRSG 1 U2 UPS PANEL
FGS COMP C CONTROL PANEL 1 UPS FEED 2 | 00-FGS-CPL-01C | HRSG 1 U2 UPS PANEL, BR11 | Control Power Feed | HRSG 1 U2 UPS PANEL
UNIT 1 WTT CALCITE FILTER UPS FEED 2 | 01-DWS-CPL-06 | HRSG 1 U2 UPS PANEL, BR13 | Control Power Feed | HRSG 1 U2 UPS PANEL
HRSG 1 HP DRM LVL GAUGE ILLUM 120VAC PWR FEED 2 | 01-LI-HHS905 | HRSG 1 U2 UPS PANEL, BR15 |  | HRSG 1 U2 UPS PANEL
HRSG 1 IP DRM LVL GAUGE ILLUM 120VAC PWR FEED 2 | 01-LI-HIS903 | HRSG 1 U2 UPS PANEL, BR17 |  | HRSG 1 U2 UPS PANEL
HRSG 1 LP DRM LVL GAUGE ILLUM 120VAC PWR FEED 2 | 01-LI-HLS930 | HRSG 1 U2 UPS PANEL, BR19 |  | HRSG 1 U2 UPS PANEL
UNIT 1 HRSG DUCT BURNER UPS ATS FEED 2 | 01-BUR-ATS-01 | HRSG 1 U2 UPS PANEL, BR21 |  | HRSG 1 U2 UPS PANEL
00-DCS-CAB-70 POWER 2 | 00-DCS-CAB-70 | HRSG 1 U2 UPS PANEL, BR2 |  | HRSG 1 U2 UPS PANEL
VIBRATION MONITOR CAB POWER 2 | 01-VMS-CPL-01 | HRSG 1 U2 UPS PANEL, BR4 | Control Power Feed | HRSG 1 U2 UPS PANEL
00-DCS-CAB-72 POWER 2 | 00-DCS-CAB-72 | HRSG 1 U2 UPS PANEL, BR6 |  | HRSG 1 U2 UPS PANEL
UNIT 1 CEMS ELECTRICAL PNL 120 V UPS REDUNDANT | 01-CEM-PNL-01 | HRSG 1 U2 UPS PANEL, BR8 |  | HRSG 1 U2 UPS PANEL
FGS COMP B CONTROL PANEL 1 UPS FEED 2 | 00-FGS-CPL-01B | HRSG 1 U2 UPS PANEL, BR10 | Control Power Feed | HRSG 1 U2 UPS PANEL
FGS COND PLC/CHROMATOGRAPH PWR FEED 2 | 00-FGS-ATS-01 | HRSG 1 U2 UPS PANEL, BR12 |  | HRSG 1 U2 UPS PANEL
00-DCS-CAB-80 POWER 1 | 00-DCS-CAB-80 | HRSG 2 U1 UPS PANEL, BR1 |  | HRSG 2 U1 UPS PANEL
00-DCS-CAB-08 POWER 2 | 00-DCS-CAB-08 | HRSG 2 U1 UPS PANEL, BR3 |  | HRSG 2 U1 UPS PANEL
00-DCS-CAB-82 POWER 3 | 00-DCS-CAB-82 | HRSG 2 U1 UPS PANEL, BR5 |  | HRSG 2 U1 UPS PANEL
00-DCS-CAB-81 POWER 4 | 00-DCS-CAB-81 | HRSG 2 U1 UPS PANEL, BR7 |  | HRSG 2 U1 UPS PANEL
AUX BLR 120 VAC UPS PWR 1 | 00-AXS-CPL-01 | HRSG 2 U1 UPS PANEL, BR9 | Control Power Feed | HRSG 2 U1 UPS PANEL
HRSG 2 HP DRM LVL GAUGE ILLUM 120VAC FEED 1 | 02-LI-HHS905 | HRSG 2 U1 UPS PANEL, BR11 |  | HRSG 2 U1 UPS PANEL
HRSG 2 IP DRM LVL GAUGE ILLUM 120VAC FEED 1 | 02-LI-HIS903 | HRSG 2 U1 UPS PANEL, BR13 |  | HRSG 2 U1 UPS PANEL
HRSG 2 LP DRM LVL GAUGE ILLUM 120VAC FEED 1 | 02-LI-HLS930 | HRSG 2 U1 UPS PANEL, BR15 |  | HRSG 2 U1 UPS PANEL
00-DCS-CAB-90 POWER 1 | 00-DCS-CAB-90 | HRSG 2 U1 UPS PANEL, BR2 |  | HRSG 2 U1 UPS PANEL
VIBRATION MONITOR CAB POWER 1 | 02-VMS-CPL-01 | HRSG 2 U1 UPS PANEL, BR4 | Control Power Feed | HRSG 2 U1 UPS PANEL
00-DCS-CAB-92 POWER 1 | 00-DCS-CAB-92 | HRSG 2 U1 UPS PANEL, BR6 |  | HRSG 2 U1 UPS PANEL
UNIT 2 CEMS ELECTRICAL PNL 120 V UPS | 02-CEM-PNL-01 | HRSG 2 U1 UPS PANEL, BR8 |  | HRSG 2 U1 UPS PANEL
UNIT 2 HRSG SCR HTR JBX 103 UPS PWR 120 VAC | 02-SCR-JBX-103 | HRSG 2 U1 UPS PANEL, BR10 |  | HRSG 2 U1 UPS PANEL
UNIT 2 WTT CALCITE FILTER UPS FEED 1 | 02-DWS-CPL-06 | HRSG 2 U1 UPS PANEL, BR12 | Control Power Feed | HRSG 2 U1 UPS PANEL
HRSG 2 DCT BNR UPS ATS FEED 1 | 02-BUR-ATS-01 | HRSG 2 U1 UPS PANEL, BR14 |  | HRSG 2 U1 UPS PANEL
00-DCS-CAB-80 POWER 2 | 00-DCS-CAB-80 | HRSG 2 U2 UPS PANEL, BR1 |  | HRSG 2 U2 UPS PANEL
00-DCS-CAB-08 POWER 2 | 00-DCS-CAB-08 | HRSG 2 U2 UPS PANEL, BR3 |  | HRSG 2 U2 UPS PANEL
00-DCS-CAB-82 POWER 2 | 00-DCS-CAB-82 | HRSG 2 U2 UPS PANEL, BR5 |  | HRSG 2 U2 UPS PANEL
00-DCS-CAB-91 POWER 2 | 00-DCS-CAB-91 | HRSG 2 U2 UPS PANEL, BR7 |  | HRSG 2 U2 UPS PANEL
UNIT 2 WTT CALCITE FILTER UPS FEED 2 | 02-DWS-CPL-06 | HRSG 2 U2 UPS PANEL, BR9 | Control Power Feed | HRSG 2 U2 UPS PANEL
AUX BLR 120 VAC UPS PWR 2 | 00-AXS-CPL-01 | HRSG 2 U2 UPS PANEL, BR11 | Control Power Feed | HRSG 2 U2 UPS PANEL
HRSG 2 HP DRM LVL GAUGE ILLUM 120VAC PWR FEED 2 | 02-LI-HHS905 | HRSG 2 U2 UPS PANEL, BR13 |  | HRSG 2 U2 UPS PANEL
HRSG 2 IP DRM LVL GAUGE ILLUM 120VAC PWR FEED 2 | 02-LI-HIS903 | HRSG 2 U2 UPS PANEL, BR15 |  | HRSG 2 U2 UPS PANEL
HRSG 2 LP DRM LVL GAUGE ILLUM 120VAC PWR FEED 2 | 02-LI-HLS930 | HRSG 2 U2 UPS PANEL, BR17 |  | HRSG 2 U2 UPS PANEL
HRSG 2 FAA CPL 120VAC PWR FEED | 02-FAA-CPL-01 | HRSG 2 U2 UPS PANEL, BR19 | Control Power Feed | HRSG 2 U2 UPS PANEL
00-DCS-CAB-90 POWER 2 | 00-DCS-CAB-90 | HRSG 2 U2 UPS PANEL, BR2 |  | HRSG 2 U2 UPS PANEL
VIBRATION MONITOR CAB POWER 2 | 02-VMS-CPL-01 | HRSG 2 U2 UPS PANEL, BR4 | Control Power Feed | HRSG 2 U2 UPS PANEL
00-DCS-CAB-92 POWER 2 | 00-DCS-CAB-92 | HRSG 2 U2 UPS PANEL, BR6 |  | HRSG 2 U2 UPS PANEL
UNIT 2 CEMS ELECTRICAL PNL 120 V UPS REDUNDANT | 02-CEM-PNL-01 | HRSG 2 U2 UPS PANEL, BR8 |  | HRSG 2 U2 UPS PANEL
HRSG 2 DCT BNR UPS ATS FEED 2 | 02-BUR-ATS-01 | HRSG 2 U2 UPS PANEL, BR10 |  | HRSG 2 U2 UPS PANEL
UNIT 1 STEAM ELEC SUPERHEATER | 01-AXS-HTR-01 | HRSG-1 MCC ENCLOSURE CUBICLE 03D | Heater | HRSG SWG 11/21 | 480 V RACK OUT BREAKER
HRSG 1 MCC 01 | 01-HRG-MCC-111 | HRSG-1 MCC ENCLOSURE CUBICLE 01B |  | HRSG SWG 11/21 | 480 V RACK OUT BREAKER
UNIT 1 AMMONIA INJ HEATER | 01-SCR-HTR-01 | HRSG-1 MCC ENCLOSURE CUBICLE 03C | Heater | HRSG SWG 11/21 | 480 V RACK OUT BREAKER
AIR COMPRESSOR A | 01-INA-PNL-01A | HRSG-1 MCC ENCLOSURE CUBICLE 01D | Compressor | HRSG SWG 11/21 | 480 V RACK OUT BREAKER
FEEDER BREAKER | 01-LVB-SWG-11 | HRSG-1 MCC ENCLOSURE CUBICLE 02A |  | HRSG SWG 11/21 | 480 V RACK OUT BREAKER
TIE BREAKER 480V SWG-11 AND SWG-21 |  | HRSG-1 MCC ENCLOSURE CUBICLE 04C |  | HRSG SWG 11/21 | 480 V RACK OUT BREAKER
FUEL GAS LP DEW POINT HEATER | 00-FGS-HTR-01 | HRSG-1 MCC ENCLOSURE CUBICLE 06D | Heater | HRSG SWG 11/21 | 480 V RACK OUT BREAKER
UNIT 1 AMMONIA INJ HEATER | 01-SCR-HTR-02 | HRSG-1 MCC ENCLOSURE CUBICLE 06C | Heater | HRSG SWG 11/21 | 480 V RACK OUT BREAKER
HRSG 1 MCC 2 | 01-HRG-MCC-211 | HRSG-1 MCC ENCLOSURE CUBICLE 06B |  | HRSG SWG 11/21 | 480 V RACK OUT BREAKER
AIR COMPRESSOR B | 00-INA-PNL-01B | HRSG-1 MCC ENCLOSURE CUBICLE 05D | Compressor | HRSG SWG 11/21 | 480 V RACK OUT BREAKER
FEEDER BREAKER | 01-LVB-SWG-21 | HRSG-1 MCC ENCLOSURE CUBICLE 07A |  | HRSG SWG 11/21 | 480 V RACK OUT BREAKER
AUX BOILER COMBUSTION AIR FAN | 00-AXS-MFN-01 | HRSG-2 ENCLSURE 480V MCC 121, CUBICLE 02FM | Fan/Blower | MCC 121 | 480 V MOLDED CASE BREAKER
SERVICE WATER PUMP MOTOR A | 00-SWS-MPM-01A | HRSG-2 ENCLSURE 480V MCC 121, CUBICLE 03FM | Pump | MCC 121 | 480 V MOLDED CASE BREAKER
UNIT 2 MAIN LUBE OIL PUMP MOTOR A | 02MPV01AP101-M01 | HRSG-2 ENCLSURE 480V MCC 121, CUBICLE 04FM | Pump | MCC 121 | 480 V MOLDED CASE BREAKER
HRSG 2 PDC PANELBOARD 480V | 02-LVB-PPL-1211 | HRSG-2 ENCLSURE 480V MCC 121, CUBICLE 06FE | Power Panel | MCC 121 | 480 V MOLDED CASE BREAKER
AUX BOILER BUILDING PANELBOARD 480VAC | 02-LVB-PPL-1215 | HRSG-2 ENCLSURE 480V MCC 121, CUBICLE 06FH | Power Panel | MCC 121 | 480 V MOLDED CASE BREAKER
WAREHOUSE BUILDING LOAD PANELBOARD 480VAC | 02-LVB-PPL-1217 | HRSG-2 ENCLSURE 480V MCC 121, CUBICLE 06FM | Power Panel | MCC 121 | 480 V MOLDED CASE BREAKER
HRSG 2 TOP LEVEL SE PANELBOARD 480VAC | 02-LVB-PPL-1212 | HRSG-2 ENCLSURE 480V MCC 121, CUBICLE 07FC | Power Panel | MCC 121 | 480 V MOLDED CASE BREAKER
HRSG 2 GRADE WEST PANELBOARD 480VAC | 02-LVB-PPL-1213 | HRSG-2 ENCLSURE 480V MCC 121, CUBICLE 07FF | Power Panel | MCC 121 | 480 V MOLDED CASE BREAKER
HRSG 2 FINGER RACK PANELBOARD 480VAC | 02-LVB-PPL-1214 | HRSG-2 ENCLSURE 480V MCC 121, CUBICLE 07FJ | Power Panel | MCC 121 | 480 V MOLDED CASE BREAKER
WATER TREATMENT PANELBOARD 480VAC | 02-LVB-PPL-1218 | HRSG-2 ENCLSURE 480V MCC 121, CUBICLE 07FM | Power Panel | MCC 121 | 480 V MOLDED CASE BREAKER
DEMIN WATER PUMP MTR A | 00-DWS-MPM-01A | HRSG-2 ENCLSURE 480V MCC 121, CUBICLE 11FD | Pump | MCC 121 | 480 V MOLDED CASE BREAKER
DEMIN WATER PUMP MTR C | 00-DWS-MPM-01C | HRSG-2 ENCLSURE 480V MCC 121, CUBICLE 11FH | Pump | MCC 121 | 480 V MOLDED CASE BREAKER
UNIT 2 BFW LUBE OIL PUMP MTR A | 02-BFW-MPM-02A | HRSG-2 ENCLSURE 480V MCC 121, CUBICLE 12FF | Pump | MCC 121 | 480 V MOLDED CASE BREAKER
UNIT 2 HRSG BD SUMP PUMP A/B CONTROL PANEL | 02-BDN-CPL-01 | HRSG-2 ENCLSURE 480V MCC 121, CUBICLE 13FC(R) | Control Power Feed | MCC 121 | 480 V MOLDED CASE BREAKER
AUX BOILER FEED PUMP MOTOR 1 | 00-AXS-MPM-01A | HRSG-2 ENCLSURE 480V MCC 121, CUBICLE 13FF | Pump | MCC 121 | 480 V MOLDED CASE BREAKER
DWT TWO PASS RO A CONTROL PNL | 00-DWT-CPL-02A | HRSG-2 ENCLSURE 480V MCC 121, CUBICLE 13FJ | Control Power Feed | MCC 121 | 480 V MOLDED CASE BREAKER
HRSG 2 PDC XFMR 480-120/208VAC | 02-LVB-XFR-1211 | HRSG-2 ENCLSURE 480V MCC 121, CUBICLE 14FC(R) | Transformer | MCC 121 | 480 V MOLDED CASE BREAKER
HRSG 2 FINGER RACK HEAT TRACE XFMR 480-120/208V | 02-HTT-XFR-1211 | HRSG-2 ENCLSURE 480V MCC 121, CUBICLE 14FF(R) | Transformer | MCC 121 | 480 V MOLDED CASE BREAKER
HRSG 2 PIPE RACK GRADE HEAT TRACE XFMR | 02-HTT-XFR-1212 | HRSG-2 ENCLSURE 480V MCC 121, CUBICLE 14FJ(R) | Transformer | MCC 121 | 480 V MOLDED CASE BREAKER
WATER TREATMENT HEAT TRACE XFMR | 02-HTT-XFR-1213 | HRSG-2 ENCLSURE 480V MCC 121, CUBICLE 14FM(R) | Transformer | MCC 121 | 480 V MOLDED CASE BREAKER
POTABLE WATER TEMPERING SKID FEED A | 00-PWS-CPL-01 | HRSG-2 ENCLSURE 480V MCC 121, CUBICLE 15FC(L) | Control Power Feed | MCC 121 | 480 V MOLDED CASE BREAKER
UNIT 2 SAMPLE ANALYSIS PANEL DSW | 02-SMP-DSW-01 | HRSG-2 ENCLSURE 480V MCC 121, CUBICLE 15FC(R) |  | MCC 121 | 480 V MOLDED CASE BREAKER
UNIT 2 HRSG DUCT BURNER COOLING SKID BL0WER 1 | 02-BUR-MLB-01A | HRSG-2 ENCLSURE 480V MCC 121, CUBICLE 06FB | Fan/Blower | MCC 121 | 480 V MOLDED CASE BREAKER
UNIT 2 ACHE FAN 01A | 02-CCW-MFN-01A | HRSG-2 ENCLSURE 480V MCC 121, CUBICLE 08FF | Fan/Blower | MCC 121 | 480 V MOLDED CASE BREAKER
UNIT 2 ACHE FAN 01B | 02-CCW-MFN-01B | HRSG-2 ENCLSURE 480V MCC 121, CUBICLE 08FJ | Fan/Blower | MCC 121 | 480 V MOLDED CASE BREAKER
UNIT 2 ACHE FAN 01C | 02-CCW-MFN-01C | HRSG-2 ENCLSURE 480V MCC 121, CUBICLE 09FC | Fan/Blower | MCC 121 | 480 V MOLDED CASE BREAKER
UNIT 2 ACHE FAN 02A | 02-CCW-MFN-02A | HRSG-2 ENCLSURE 480V MCC 121, CUBICLE 9FF | Fan/Blower | MCC 121 | 480 V MOLDED CASE BREAKER
UNIT 2 ACHE FAN 02B | 02-CCW-MFN-02A | HRSG-2 ENCLSURE 480V MCC 121, CUBICLE 9FJ | Fan/Blower | MCC 121 | 480 V MOLDED CASE BREAKER
UNIT 2 ACHE FAN 02C | 02-CCW-MFN-02C | HRSG-2 ENCLSURE 480V MCC 121, CUBICLE 9FM | Fan/Blower | MCC 121 | 480 V MOLDED CASE BREAKER
UNIT 2 ACHE FAN 03A | 02-CCW-MFN-03A | HRSG-2 ENCLSURE 480V MCC 121, CUBICLE 10FC | Fan/Blower | MCC 121 | 480 V MOLDED CASE BREAKER
HRSG 2 AMMONIA INJECTION BLOWER A | 02-SCR-MFN-100A | HRSG-2 ENCLSURE 480V MCC 121, CUBICLE 05FM | Fan/Blower | MCC 121 | 480 V MOLDED CASE BREAKER
UNIT 2 BFW LUBE OIL PUMP MTR B | 02-BFW-MPM-02B | HRSG-2 ENCLSURE 480V MCC 221, CUBICLE 3FF | Pump | MCC 221 | 480 V MOLDED CASE BREAKER
SERVICE WATER PUMP MTR B | 00-SWS-MPM-01B | HRSG-2 ENCLSURE 480V MCC 221, CUBICLE 3FM | Pump | MCC 221 | 480 V MOLDED CASE BREAKER
UNIT 2 MAIN LUBE OIL PUMP MOTOR B | 02MPV01AP102-M01 | HRSG-2 ENCLSURE 480V MCC 221, CUBICLE 4FM | Pump | MCC 221 | 480 V MOLDED CASE BREAKER
DEMIN WATER PUMP MTR B | 00-DWS-MPM-01B | HRSG-2 ENCLSURE 480V MCC 221, CUBICLE 10FM | Pump | MCC 221 | 480 V MOLDED CASE BREAKER
UNIT 2 STG SWBD | 02-LVB-SWB-2211 | HRSG-2 ENCLSURE 480V MCC 221, CUBICLE 11FD |  | MCC 221 | 480 V MOLDED CASE BREAKER
WATER TREATMENT BLDG LOAD PANELBOARD 480VAC | 02-LVB-PPL-2211 | HRSG-2 ENCLSURE 480V MCC 221, CUBICLE 11FH | Power Panel | MCC 221 | 480 V MOLDED CASE BREAKER
DEMIN TRAILERS POWER FEED | 00-DWT-JBX-01 | HRSG-2 ENCLSURE 480V MCC 221, CUBICLE 11FM |  | MCC 221 | 480 V MOLDED CASE BREAKER
UNIT 2 TURBINE BUILDING NE PANELBOARD 480VAC | 02-LVB-PPL-2215 | HRSG-2 ENCLSURE 480V MCC 221, CUBICLE 12FE | Power Panel | MCC 221 | 480 V MOLDED CASE BREAKER
HRSG 2 PDC PANELBOARD 480VAC | 02-LVB-PPL-2212 | HRSG-2 ENCLSURE 480V MCC 221, CUBICLE 12FH | Power Panel | MCC 221 | 480 V MOLDED CASE BREAKER
AUX BOILER FEED PUMP MTR 2 | 00-AXS-VFD-01B | HRSG-2 ENCLSURE 480V MCC 221, CUBICLE 13FC | Pump | MCC 221 | 480 V MOLDED CASE BREAKER
DWT TWO PASS RO B CONTROL PNL | 00-DWT-CPL-02B | HRSG-2 ENCLSURE 480V MCC 221, CUBICLE 13FF | Control Power Feed | MCC 221 | 480 V MOLDED CASE BREAKER
HRSG 2 TOP LEVEL WEST PANELBOARD 480VAC | 02-LVB-PPL-2213 | HRSG-2 ENCLSURE 480V MCC 221, CUBICLE 13FJ | Power Panel | MCC 221 | 480 V MOLDED CASE BREAKER
HRSG 2 GRADE WEST XFMR 480-120/208VAC | 02-LVB-XFR-2211 | HRSG-2 ENCLSURE 480V MCC 221, CUBICLE 14FC(L) | Transformer | MCC 221 | 480 V MOLDED CASE BREAKER
HRSG 2 TOP S HEAT TRACE XFMR 480-120/208VAC | 02-HTT-XFR-2211 | HRSG-2 ENCLSURE 480V MCC 221, CUBICLE 14FC(R) | Transformer | MCC 221 | 480 V MOLDED CASE BREAKER
UNIT 2 HRSG BD SUMP PUMP A/B CONTROL PANEL | 02-BDN-CPL-01 | HRSG-2 ENCLSURE 480V MCC 221, CUBICLE 14FF(R) | Control Power Feed | MCC 221 | 480 V MOLDED CASE BREAKER
POTABLE WATER TEMPERING SKID FEED B | 00-PWS-CPL-01 | HRSG-2 ENCLSURE 480V MCC 221, CUBICLE 14FM(L) | Control Power Feed | MCC 221 | 480 V MOLDED CASE BREAKER
UNIT 2 BRIDGE CRANE | 02-CTG-CRN-01 | HRSG-2 ENCLSURE 480V MCC 221, CUBICLE 15FF(R) |  | MCC 221 | 480 V MOLDED CASE BREAKER
WATER TREATMENT PANELBOARD 480VAC | 02-LVB-PPL-2214 | HRSG-2 ENCLSURE 480V MCC 221, CUBICLE 16FM | Power Panel | MCC 221 | 480 V MOLDED CASE BREAKER
UNIT 2 HRSG DUCT BURNER COOLING SKID BLOWER 2 | 02-BUR-MLB-01B | HRSG-2 ENCLSURE 480V MCC 221, CUBICLE 6FD | Fan/Blower | MCC 221 | 480 V MOLDED CASE BREAKER
UNIT 2 ACHE FAN 03B | 02-CCW-MFN-03B | HRSG-2 ENCLSURE 480V MCC 221, CUBICLE 7FF | Fan/Blower | MCC 221 | 480 V MOLDED CASE BREAKER
UNIT 2 ACHE FAN 03C | 02-CCW-MFN-03C | HRSG-2 ENCLSURE 480V MCC 221, CUBICLE 7FJ | Fan/Blower | MCC 221 | 480 V MOLDED CASE BREAKER
UNIT 2 ACHE FAN 04A | 02-CCW-MFN-04A | HRSG-2 ENCLSURE 480V MCC 221, CUBICLE 7FM | Fan/Blower | MCC 221 | 480 V MOLDED CASE BREAKER
UNIT 2 ACHE FAN 04B | 02-CCW-MFN-04B | HRSG-2 ENCLSURE 480V MCC 221, CUBICLE 8FC | Fan/Blower | MCC 221 | 480 V MOLDED CASE BREAKER
UNIT 2 ACHE FAN 04C | 02-CCW-MFN-04C | HRSG-2 ENCLSURE 480V MCC 221, CUBICLE 8FF | Fan/Blower | MCC 221 | 480 V MOLDED CASE BREAKER
UNIT 2 ACHE FAN 05A | 02-CCW-MFN-05A | HRSG-2 ENCLSURE 480V MCC 221, CUBICLE 8FJ | Fan/Blower | MCC 221 | 480 V MOLDED CASE BREAKER
UNIT 2 ACHE FAN 05B | 02-CCW-MFN-05B | HRSG-2 ENCLSURE 480V MCC 221, CUBICLE 8FM | Fan/Blower | MCC 221 | 480 V MOLDED CASE BREAKER
UNIT 2 ACHE FAN 05C | 02-CCW-MFN-05C | HRSG-2 ENCLSURE 480V MCC 221, CUBICLE 9FC | Fan/Blower | MCC 221 | 480 V MOLDED CASE BREAKER
HRSG2 AMMONIA INJECTION BLOWER B | 02-SCR-MFN-100B | HRSG-2 ENCLSURE 480V MCC 221, CUBICLE 5FM | Fan/Blower | MCC 221 | 480 V MOLDED CASE BREAKER
6.9 KV XFR 11 | 00-MVA-XFR-11 | MVB swithcgear 1, cubicle 03B | Transformer | SWG 1 | 13.8 KV RACK-OUT BREAKER
HRSG 01 SUS XFMR 01 | 01-MVA-XFR-11 | MVB swithcgear 1, cubicle 06A | Transformer | SWG 1 | 13.8 KV RACK-OUT BREAKER
HRSG 02 SUS XFMR 01 | 02-MVA-XFR-12 | MVB swithcgear 1, cubicle 06B | Transformer | SWG 1 | 13.8 KV RACK-OUT BREAKER
ACC 01 SUS XFMR 01 | 01-MVA-XFR-13 | MVB swithcgear 1, cubicle 05A | Transformer | SWG 1 | 13.8 KV RACK-OUT BREAKER
ACC 02 SUS XFMR 01 | 02-MVA-XFR-14 | MVB swithcgear 1, cubicle 04A | Transformer | SWG 1 | 13.8 KV RACK-OUT BREAKER
ACC 01 SUS XFMR 03 | 01-MVA-XFR-15 | MVB swithcgear 1, cubicle 05B | Transformer | SWG 1 | 13.8 KV RACK-OUT BREAKER
ACC 02 SUS XFMR 03 | 02-MVA-XFR-16 | MVB swithcgear 1, cubicle 04B | Transformer | SWG 1 | 13.8 KV RACK-OUT BREAKER
BOP SUS XFMR | 00-MVA-XFR-17 | MVB swithcgear 1, cubicle 03A | Transformer | SWG 1 | 13.8 KV RACK-OUT BREAKER
U2 BOILER FEED WATER PUMP B | 02-BFW-MPM-02B | MVB swithcgear 1, cubicle 02A | Pump | SWG 1 | 13.8 KV RACK-OUT BREAKER
U1 BOILER FEED WATER PUMP A | 01-BFW-MPM-01A | MVB swithcgear 1, cubicle 02B | Pump | SWG 1 | 13.8 KV RACK-OUT BREAKER
Main feed breaker | 00-UAT-XFR-1 | MVB swithcgear 1, cubicle 7B | Transformer | SWG 1 | 13.8 KV RACK-OUT BREAKER
TIE BREAKER 13.8 SWG-1 AND 13.8 SWG-2 |  | MVB swithcgear 1, cubicle 9B |  | SWG 1 | 13.8 KV RACK-OUT BREAKER
BUS1 VTS |  | MVB swithcgear 1, cubicle 8B |  | SWG 1 | FUES
U1 SFC TRANSFORMER | 01-LCI-XFR-01 | MVB SWITCHGEAR 11, CUBICLE 04B | Transformer | SWG 11 | 6.9 KV RACK-OUT BREAKER
U2 GT ENHANCED AIR COMPRESSOR B | 02-MBH06AN102 | MVB SWITCHGEAR 11, CUBICLE 05B | Compressor | SWG 11 | FUES
U1 GT ENHANCED AIR COMPRESSOR A | 01-MBH06AN101 | MVB SWITCHGEAR 11, CUBICLE 05A | Compressor | SWG 11 | FUES
U2 CLOSED COOLING WATER PUMP B | 02-CCW-MPM-02B | MVB SWITCHGEAR 11, CUBICLE 04A | Pump | SWG 11 | FUES
U1 CLOSED COOLING WATER PUMP A | 01-CCW-MPM-01A | MVB SWITCHGEAR 11, CUBICLE 04B | Pump | SWG 11 | FUES
U2 CONDENSATE PUMP B | 02-CND-MPM-02B | MVB SWITCHGEAR 11, CUBICLE 03A | Pump | SWG 11 | FUES
U1 CONDENSATE PUMP A | 01-CND-MPM-01A | MVB SWITCHGEAR 11, CUBICLE 02A | Pump | SWG 11 | FUES
U1 CONDENSATE PUMP C | 01-CND-MPM-01C | MVB SWITCHGEAR 11, CUBICLE 03B | Pump | SWG 11 | FUES
FUEL GAS COMPRESSOR C | 00-FGS-CMP-01C | MVB SWITCHGEAR 11, CUBICLE 02B | Compressor | SWG 11 | FUES
FUEL GAS COMPRESSOR A | 00-FGS-CMP-01A | MVB SWITCHGEAR 11, CUBICLE 01B | Compressor | SWG 11 | FUES
Main feed breaker |  | MVB SWITCHGEAR 11, CUBICLE 02B |  | SWG 11 | 6.9 KV RACK-OUT BREAKER
TIE BREAKER 6.9 SWG-11 AND 6.9 SWG-21 |  | MVB SWITCHGEAR 11, CUBICLE 04A |  | SWG 11 | 6.9 KV RACK-OUT BREAKER
UNIT 2 STEAM ELEC SUPERHEATER | 02-AXS-HTR-01 | HRSG-2 ECLOSURE, SWG 12, CUBICLE 01D | Heater | SWG 12/22 | 480 V RACK OUT BREAKER
HRSG 2 MCC 01 | 02-HRG-MCC-121 | HRSG-2 ECLOSURE, SWG 12, CUBICLE 01B |  | SWG 12/22 | 480 V RACK OUT BREAKER
UNIT 2 AMMONIA INJ HEATER "A" | 02-SCR-HTR-01 | HRSG-2 ECLOSURE, SWG 12, CUBICLE 03D | Heater | SWG 12/22 | 480 V RACK OUT BREAKER
HRSG 2 MCC 02 | 02-HRG-MCC-221 | HRSG-2 ECLOSURE, SWG 22, CUBICLE 06B |  | SWG 12/22 | 480 V RACK OUT BREAKER
UNIT 2 AMMONIA INJ HEATER "B" | 02-SCR-HTR-02 | HRSG-2 ECLOSURE, SWG 22, CUBICLE 05D | Heater | SWG 12/22 | 480 V RACK OUT BREAKER
ADMIN BLDG PWR FEED | 00-LVB-PPL-173 | HRSG-2 ECLOSURE, SWG 22, CUBICLE 06D | Power Panel | SWG 12/22 | 480 V RACK OUT BREAKER
MAIN FEED BREAKER SWG 12 | 02-LVB-SWG-12 | HRSG-2 ECLOSURE, SWG 12, CUBICLE 02A |  | SWG 12/22 | 480 V RACK OUT BREAKER
MAIN FEED BREAKER SWG 22 | 02-LVB-SWG-22 | HRSG-2 ECLOSURE, SWG 22, CUBICLE 07A |  | SWG 12/22 | 480 V RACK OUT BREAKER
TIE BREAKER SWG 12 AND 22 |  | HRSG-2 ECLOSURE, SWG 12, CUBICLE |  | SWG 12/22 | 480 V RACK OUT BREAKER
FIRE PUMP CONTROL PANEL | 00-FPS-PNL-01 | FIRE PUMP ECLOSURE |  | SWG 12/22 | LOCAL DISCONNECT
6.9KV XFR 21 | 00-MVA-XFR-21 | MVB swithcgear 2, cubicle 15B | Transformer | SWG 2 | 13.8 KV RACK-OUT BREAKER
HRSG 01 SUS XFMR 02 | 01-MVA-XFR-21 | MVB swithcgear 2, cubicle 12A | Transformer | SWG 2 | 13.8 KV RACK-OUT BREAKER
HRSG 02 SUS XFMR 02 | 02-MVA-XFR-22 | MVB swithcgear 2, cubicle 12B | Transformer | SWG 2 | 13.8 KV RACK-OUT BREAKER
ACC 01 SUS XFMR 02 | 01-MVA-XFR-23 | MVB swithcgear 2, cubicle 13A | Transformer | SWG 2 | 13.8 KV RACK-OUT BREAKER
ACC 02 SUS XFMR 02 | 02-MVA-XFR-24 | MVB swithcgear 2, cubicle 13B | Transformer | SWG 2 | 13.8 KV RACK-OUT BREAKER
ACC 01 SUS XFMR 04 | 01-MVA-XFR-25 | MVB swithcgear 2, cubicle 14A | Transformer | SWG 2 | 13.8 KV RACK-OUT BREAKER
ACC 02 SUS XFMR 04 | 02-MVA-XFR-26 | MVB swithcgear 2, cubicle 14B | Transformer | SWG 2 | 13.8 KV RACK-OUT BREAKER
BOP SUS XFMR 02 | 00-MVA-XFR-27 | MVB swithcgear 2, cubicle 15A | Transformer | SWG 2 | 13.8 KV RACK-OUT BREAKER
U2 BOILER FEED WATER PUMP A | 02-BFW-MPM-01A | MVB swithcgear 2, cubicle 16B | Pump | SWG 2 | 13.8 KV RACK-OUT BREAKER
U1 BOILER FEED WATER PUMP B | 01-BFW-MPM-01B | MVB swithcgear 2, cubicle 16A | Pump | SWG 2 | 13.8 KV RACK-OUT BREAKER
Main feed breaker | 00-UAT-XFR-2 | MVB swithcgear 2, cubicle 10B | Transformer | SWG 2 | 13.8 KV RACK-OUT BREAKER
BUS2 VTS |  | MVB swithcgear 2, cubicle 11B |  | SWG 2 | FUES
U2 SFC TRANSFORMER | 02-LCI-XFR-01 | MVB SWITCHGEAR 21, CUBICLE 07B | Transformer | SWG 21 | 6.9 KV RACK-OUT BREAKER
U2 GT ENHANCED AIR COMPRESSOR A | 02-MBH06AN101 | MVB SWITCHGEAR 21, CUBICLE 01A | Compressor | SWG 21 | FUES
U1 GT ENHANCED AIR COMPRESSOR B | 02-MBH06AN102 | MVB SWITCHGEAR 21, CUBICLE 01B | Compressor | SWG 21 | FUES
U2 CLOSED COOLING WATER PUMP A | 02-CCW-MPM-02A | MVB SWITCHGEAR 21, CUBICLE 02A | Pump | SWG 21 | FUES
U1 CLOSED COOLING WATER PUMP B | 01-CCW-MPM-01B | MVB SWITCHGEAR 21, CUBICLE 02B | Pump | SWG 21 | FUES
U1 CONDENSATE PUMP B | 01-CND-MPM-01B | MVB SWITCHGEAR 21, CUBICLE 03A | Pump | SWG 21 | FUES
U2 CONDENSATE PUMP C | 02-CND-MPM-02C | MVB SWITCHGEAR 21, CUBICLE 03B | Pump | SWG 21 | FUES
FUEL GAS COMPRESSOR B | 00-FGS-CMP-01B | MVB SWITCHGEAR 21, CUBICLE 04B | Compressor | SWG 21 | FUES
U2 CONDENSATE PUMP A | 02-CND-MPM-02A | MVB SWITCHGEAR 21, CUBICLE 04A | Pump | SWG 21 | FUES
Main feed breaker |  | MVB SWITCHGEAR 21, CUBICLE 06B |  | SWG 21 | 6.9 KV RACK-OUT BREAKER
STHP TURBINE STEAM INLET PIPE DRAIN MOV | 01MAL02AA901 | TCP | Motor Operated Valve | U1 ESS | 480 V MOLDED CASE BREAKER
ST IP TURBINE STEAM INLET PIPE DRAIN MOV | 01MAL06AA901 | TCP | Motor Operated Valve | U1 ESS | 480 V MOLDED CASE BREAKER
GT Package Ventilation Fan A | 01MBA11AN101-M01 | TCP | Fan/Blower | U1 ESS | 480 V MOLDED CASE BREAKER
GT Package Ventilation Fan B | 01MBA11AN102-M01 | TCP | Fan/Blower | U1 ESS | 480 V MOLDED CASE BREAKER
GT Casing Cooling Air Fan | 01QEF13AN101-M01 | TCP | Fan/Blower | U1 ESS | 480 V MOLDED CASE BREAKER
MCC Feeder Breaker |  | TCP |  | U1 ESS | 480 V MOLDED CASE BREAKER
Turning Gear Motor | 01MAK11AE101-M01 | TCP |  | U1 ESS | 480 V MOLDED CASE BREAKER
Main Seal Oil Pump | 01MKW01AP101-M01 | TCP | Pump | U1 ESS | 480 V MOLDED CASE BREAKER
Lube Oil Vapor Extractor A | 01MPV01AN101-M01 | TCP | Pump | U1 ESS | 480 V MOLDED CASE BREAKER
Lube Oil Vapor Extractor B | 01MPV01AN102-M01 | TCP | Pump | U1 ESS | 480 V MOLDED CASE BREAKER
Jacking Oil Pump A | 01MKV05AP201-M01 | TCP | Pump | U1 ESS | 480 V MOLDED CASE BREAKER
Jacking Oil Pump B | 01MKV05AP202-M01 | TCP | Pump | U1 ESS | 480 V MOLDED CASE BREAKER
GT ECA Compressor A Aux Oil | 01MBH06AP401-M01 | TCP | Pump | U1 ESS | 480 V MOLDED CASE BREAKER
GT ECA Compressor B Aux Oil | 01MBH06AP402-M01 | TCP | Pump | U1 ESS | 480 V MOLDED CASE BREAKER
GT ECA Compressor A Vapor | 01MBH06AN104-M01 | TCP | Pump | U1 ESS | 480 V MOLDED CASE BREAKER
GT ECA Compressor B Vapor | 01MBH06AN106-M01 | TCP | Pump | U1 ESS | 480 V MOLDED CASE BREAKER
125VDC BATTERY CHARGER B | 01BTM03 | TCP |  | U1 ESS | 480 V MOLDED CASE BREAKER
208-120VAC Essential Distribution Panel | 01BME01 | TCP | Power Panel | U1 ESS | 480 V MOLDED CASE BREAKER
CO2 TANK CONTROL PANEL | 01SGJ02BB101 | TCP | Control Power Feed | U1 ESS | 480 V MOLDED CASE BREAKER
CO2 TANK HEATER | 01SGJ02AH001 | TCP | Heater | U1 ESS | 480 V MOLDED CASE BREAKER
220V DC RECTIFIER PANEL | 01BTL01 | TCP | Control Power Feed | U1 ESS | 480 V MOLDED CASE BREAKER
CONTROL PACKAGE AIR CONDITIONER-1 | 01UCA51AH101 | TCP |  | U1 ESS | 480 V MOLDED CASE BREAKER
CONTROL PACKAGE AIR CONDITIONER-3 | 01UCA51AH201 | TCP |  | U1 ESS | 480 V MOLDED CASE BREAKER
CONTROL PACKAGE AIR CONDITIONER-5 | 01UCA51AH103 | TCP |  | U1 ESS | 480 V MOLDED CASE BREAKER
CONTROL PACKAGE PRESSURIZATION UNIT | 01UCA51AH401 | TCP |  | U1 ESS | 480 V MOLDED CASE BREAKER
CONTROL PACKAGE BATTERY ROOM AC-1 | 01UCA51AH301 | TCP |  | U1 ESS | 480 V MOLDED CASE BREAKER
ST VENTILATOR VALVE | 01LBC01AA103 | TCP | Motor Operated Valve | U1 MHI MCC | 480 V MOLDED CASE BREAKER
ECA RECIRC PUP (A) SEAL COOLER | 01LCA14AP101-M02 | TCP | Fan/Blower | U1 MHI MCC | 480 V MOLDED CASE BREAKER
ECA RECIRC PUP (B) SEAL COOLER | 01LCA14AP102-M02 | TCP | Fan/Blower | U1 MHI MCC | 480 V MOLDED CASE BREAKER
CMV SEAT DRAIN MOTOR VALVE | 01MAL01AA901 | TCP | Motor Operated Valve | U1 MHI MCC | 480 V MOLDED CASE BREAKER
CRV SEAT DRAIN MOTOR VALVE | 01MAL04AA901 | TCP | Motor Operated Valve | U1 MHI MCC | 480 V MOLDED CASE BREAKER
CMV STEM LEAK RECOVERY MOTOR VALVE | 01MAM30AA101 | TCP | Motor Operated Valve | U1 MHI MCC | 480 V MOLDED CASE BREAKER
CMV STEAM LEAK DRAIN VALVE | 01MAM30AA102 | TCP | Motor Operated Valve | U1 MHI MCC | 480 V MOLDED CASE BREAKER
GLAND STEAM CONDENSER EXHAUST FAN (A) | 01MAW01AN101-M01 | TCP | Fan/Blower | U1 MHI MCC | 480 V MOLDED CASE BREAKER
GLAND STEAM CONDENSER EXHAUST FAN (B) | 01MAW01AN102-M01 | TCP | Fan/Blower | U1 MHI MCC | 480 V MOLDED CASE BREAKER
GT 4S COOLER FAN MOTOR (A | 01MBH01AN101-M01 | TCP | Fan/Blower | U1 MHI MCC | 480 V MOLDED CASE BREAKER
GT 4S COOLER FAN MOTOR (B) | 01MBH01AN102-M01 | TCP | Fan/Blower | U1 MHI MCC | 480 V MOLDED CASE BREAKER
GT 4S COOLER FAN MOTOR (C) | 01MBH01AN103-M01 | TCP | Fan/Blower | U1 MHI MCC | 480 V MOLDED CASE BREAKER
MAIN FEEDER BREAKER TO MHI MCC | 01BFJ01 | TCP | Power Panel | U1 MHI MCC | 480 V MOLDED CASE BREAKER
CONTROL OIL PUMP MOTOR (A) | 01MPX01AP101-M01 | TCP | Pump | U1 MHI MCC | 480 V MOLDED CASE BREAKER
CONTROL OIL PUMP MOTOR (B) | 01MPX01AP102-M01 | TCP | Pump | U1 MHI MCC | 480 V MOLDED CASE BREAKER
GT 2C/ECA RECIRCULATION PUMP (B) | 01LCA14AP102 | TCP | Pump | U1 MHI MCC | 480 V MOLDED CASE BREAKER
GT 2C/ECA RECIRCULATION PUMP (A) | 01LCA14AP101 | TCP | Pump | U1 MHI MCC | 480 V MOLDED CASE BREAKER
CONTROL OIL POLISHING PUMP | 01MPX11AP101-M01 | TCP | Pump | U1 MHI MCC | 480 V MOLDED CASE BREAKER
LUBE OIL PURIFIER PUMP MOTOR | 01MPV21AP101-M01 | TCP | Pump | U1 MHI MCC | 480 V MOLDED CASE BREAKER
SEAL OIL VACUUM PUMP MOTOR(A) | 01MKW05AP201-M01 | TCP | Pump | U1 MHI MCC | 480 V MOLDED CASE BREAKER
SEAL OIL VACUUM PUMP MOTOR(B) | 01MKW05AP202-M01 | TCP | Pump | U1 MHI MCC | 480 V MOLDED CASE BREAKER
GT ECA COMPRESSOR A ENCLOSURE | 01MBH06AN107-M01 | TCP |  | U1 MHI MCC | 480 V MOLDED CASE BREAKER
GT ECA COMPRESSOR B ENCLOSURE | 01MBH06AN110-M01 | TCP |  | U1 MHI MCC | 480 V MOLDED CASE BREAKER
GT ECA COMPRESSOR A ENCLOSURE | 01MBH06AN108-M01 | TCP |  | U1 MHI MCC | 480 V MOLDED CASE BREAKER
GT ECA COMPRESSOR B ENCLOSURE | 01MBH06AN109-M01 | TCP |  | U1 MHI MCC | 480 V MOLDED CASE BREAKER
GT ECA COMPRESSOR B VAPOR EXTRACTOR (A) | 01MBH06AN105-M01 | TCP |  | U1 MHI MCC | 480 V MOLDED CASE BREAKER
GT ECA COMPRESSOR A VAPOR EXTRACTOR (A) | 01MBH06AN103-M01 | TCP |  | U1 MHI MCC | 480 V MOLDED CASE BREAKER
GENERATOR VAPOR EXTRACTOR MOTOR | 01MKV04AN101-M01 | TCP |  | U1 MHI MCC | 480 V MOLDED CASE BREAKER
LUBE OIL HEATER (A) | 01MPV01AH101 | TCP | Heater | U1 MHI MCC | 480 V MOLDED CASE BREAKER
LUBE OIL HEATER (B) | 01MPV01AH102 | TCP | Heater | U1 MHI MCC | 480 V MOLDED CASE BREAKER
LUBE OIL HEATER (C) | 01MPV01AH103 | TCP | Heater | U1 MHI MCC | 480 V MOLDED CASE BREAKER
LUBE OIL HEATER (D) | 01MPV01AH104 | TCP | Heater | U1 MHI MCC | 480 V MOLDED CASE BREAKER
GT ECA COMPRESSOR A OIL HEATER | 01MBH06AH101 | TCP | Heater | U1 MHI MCC | 480 V MOLDED CASE BREAKER
GT ECA COMPRESSOR B OIL HEATER | 01MBH06AH102 | TCP | Heater | U1 MHI MCC | 480 V MOLDED CASE BREAKER
CONTROL OIL HEATER | 01MPX01AH101 | TCP | Heater | U1 MHI MCC | 480 V MOLDED CASE BREAKER
GT IGNITION EXCITER | 01MBM01GU001 | TCP |  | U1 MHI MCC | 480 V MOLDED CASE BREAKER
GENERATOR COLLECTOR HOUSING SPACE HEATER | 01MKA01AH001 | TCP | Heater | U1 MHI MCC | 480 V MOLDED CASE BREAKER
125V DC BATTERY CHARGER A | 01BTM01 | TCP | Power Panel | U1 MHI MCC | 480 V MOLDED CASE BREAKER
208-120V AC DISTRIBUTION PANEL | 01BJA01 | TCP | Power Panel | U1 MHI MCC | 480 V MOLDED CASE BREAKER
GT AIR INTAKE SYSTEM | 01MBL30GH001 | TCP |  | U1 MHI MCC | 480 V MOLDED CASE BREAKER
ST BOLT HEATER DB (A) | 01MAA31AH101 | TCP | Heater | U1 MHI MCC | 480 V MOLDED CASE BREAKER
ST BOLT HEATER DB (B) | 01MAA31AH102 | TCP | Heater | U1 MHI MCC | 480 V MOLDED CASE BREAKER
GT FUEL GAS MANIFOLD HEAT TRACE | 01CZA00GH001 | TCP |  | U1 MHI MCC | 480 V MOLDED CASE BREAKER
220V DC RECTIFIER PANE | 01BTL01 | TCP | Power Panel | U1 MHI MCC | 480 V MOLDED CASE BREAKER
CONTROL PACKAGE AIR CONDITIONER-4 | 01UCA51AH202 | TCP |  | U1 MHI MCC | 480 V MOLDED CASE BREAKER
CONTROL PACKAGE AIR CONDITIONER-2 | 01UCA51AH102 | TCP |  | U1 MHI MCC | 480 V MOLDED CASE BREAKER
CONTROL PACKAGE BATTERY ROOM AC-2 | 01UCA51AH302 | TCP |  | U1 MHI MCC | 480 V MOLDED CASE BREAKER
HYDROGEN GAS DRYER | 01MKG03AT001 | TCP |  | U1 MHI MCC | 480 V MOLDED CASE BREAKER
EXCITATION TRANSFORMER (SPACE HEATER) | 01MKC01GT101\00 | TCP | Heater | U1 Non essential distribution panel
NEUTRAL GROUND CUBICLE FOR GEN | 01BAW11GH001\00 | TCP |  | U1 Non essential distribution panel
EXCITATION TRANSFORMER (UTILITY CIRCUIT) | 01MKC01GT101\01 | TCP |  | U1 Non essential distribution panel
EXCITATION DC BUSDUCT (SPACE HEATER) | 01MKC01GA401 | TCP | Heater | U1 Non essential distribution panel
GT PACKAGE LIGHTING 1 | 01MBA11GP101 | TCP |  | U1 Non essential distribution panel
GT PACKAGE LIGHTING 2 | 01MBA11GP102 | TCP |  | U1 Non essential distribution panel
120V feed to 480V AC MCC | 01BFJ01 | TCP | Control Power Feed | U1 Non essential distribution panel
120V feed to 480V AC ESSENTIAL MCC | 01BMC01 | TCP | Control Power Feed | U1 Non essential distribution panel
TURBINE REMOTE I/O PANEL B | 01MBY93GH002\00 | TCP | Control Power Feed | U1 Non essential distribution panel
TURBINE REMOTE I/O PANEL A | 01MBY93GH001\00 | TCP | Control Power Feed | U1 Non essential distribution panel
TURBINE PROTECTION PANEL | 01MBY01GH010\00 | TCP | Control Power Feed | U1 Non essential distribution panel
TURBINE SUPERVISORY INSTRUMENT PANEL | 01MBY01GH016\00 | TCP | Control Power Feed | U1 Non essential distribution panel
EXCITATION AC BUSDUCT (SPACE HEATER) | 01MKC01GA301 | TCP | Heater | U1 Non essential distribution panel
CONTROL PACKAGE EXTERIOR RECEPTACLES - 1 | 01UCA51GQ102 | TCP |  | U1 Non essential distribution panel
CONTROL PACKAGE EXTERIOR RECEPTACLES - 2 | 01UCA51GQ202 | TCP |  | U1 Non essential distribution panel
TURBINE CONTROL PANEL | 01MBY01GH001\00 | TCP |  | U1 Non essential distribution panel
CONTROL PACKAGE INTERIOR RECEPTACLES - 1 | 01UCA51GQ101 | TCP |  | U1 Non essential distribution panel
CONTROL PACKAGE INTERIOR RECEPTACLES - 2 | 01UCA51GQ201 | TCP |  | U1 Non essential distribution panel
GCRP (MAINTENANCE) | 01CHC00GH001\00 | TCP |  | U1 Non essential distribution panel
125V DC BATTERY CHARGER (A) (SPACE HEATER) | 01BTM01\00 | TCP | Heater | U1 Non essential distribution panel
125V DC BATTERY CHARGER (B) (SPACE HEATER) | 01BTM02\00 | TCP |  | U1 Non essential distribution panel
220V DC RECTIFIER PANEL | 01BTL01 | TCP |  | U1 Non essential distribution panel
25V DC STARTER PANEL | 01BVR01 | TCP |  | U1 Non essential distribution panel
GT FUEL GAS SYSTEM DVP PANEL (SPACE HEATER) | 01MBP02GH001\00 | TCP | Heater | U1 Non essential distribution panel
GENERATOR COLLECTOR HOUSING LIGHTING | 01MKA01GP001 | TCP |  | U1 Non essential distribution panel
GENERATOR ON-LINE MONITORING SYSTEM | 01MKA01GH001 | TCP |  | U1 Non essential distribution panel
GT ECA COMPRESSOR B ENCLOSURE LIGHTING | 01MBH06GP102 | TCP |  | U1 Non essential distribution panel
GT ECA COMPRESSOR A ENCLOSURE LIGHTING | 01MBH06GP101 | TCP |  | U1 Non essential distribution panel
ST HP STEAM INLET PIPE DRAIN MOV (SPACE HEATER) | 01MAL02AA901-H01 | TCP |  | U1 Non essential distribution panel
CMV STEAM LEAK DRAIN VALVE (SPACE HEATER) | 01MAM30AA102-H01 | TCP |  | U1 Non essential distribution panel
CMV STEM LEAK RECOVERY MOV (SPACE HEATER) | 01MAM30AA101-H01 | TCP |  | U1 Non essential distribution panel
ST IP STEAM INLET PIPE DRAIN MOV (SPACE HEATER) | 01MAL06AA901-H01 | TCP |  | U1 Non essential distribution panel
CRV SEAT DRAIN MOTOR VALVE (SPACE HEATER) | 01MAL04AA901-H01 | TCP |  | U1 Non essential distribution panel
CMV SEAT DRAIN MOTOR VALVE (SPACE HEATER) | 01MAL01AA901-H01 | TCP |  | U1 Non essential distribution panel
ST VENTILATOR VALVE (SPACE HEATER) | 01LBC01AA103-H01 | TCP |  | U1 Non essential distribution panel
ST VACUUM BREAKER No.2 (SPACE HEATER | 01MAC11AA902-H01 | TCP |  | U1 Non essential distribution panel
ST VACUUM BREAKER No.1 (SPACE HEATER) | 01MAC11AA901-H01 | TCP |  | U1 Non essential distribution panel
HEATER (GT PACKAGE GAS DETECTORS) | 01MBY91GZ100 | TCP |  | U1 Non essential distribution panel
ECA RECIRCULATION PUMP (A) (BEARING HEATER) | 01LCA14AH101 | TCP | Heater | U1 Non essential distribution panel
ECA RECIRCULATION PUMP (B) (BEARING HEATER) | 01LCA14AH102 | TCP | Heater | U1 Non essential distribution panel
STHP TURBINE STEAM INLET PIPE DRAIN MOV | 02MAL02AA901 | TCP | Motor Operated Valve | U2 ESS | 480 V MOLDED CASE BREAKER
ST IP TURBINE STEAM INLET PIPE DRAIN MOV | 02MAL06AA901 | TCP | Motor Operated Valve | U2 ESS | 480 V MOLDED CASE BREAKER
GT Package Ventilation Fan A | 02MBA11AN101-M01 | TCP | Fan/Blower | U2 ESS | 480 V MOLDED CASE BREAKER
GT Package Ventilation Fan B | 02MBA11AN102-M01 | TCP | Fan/Blower | U2 ESS | 480 V MOLDED CASE BREAKER
MCC Feeder Breaker |  | TCP | Power Panel | U2 ESS | 480 V MOLDED CASE BREAKER
Turning Gear Motor | 02MAK11AE101-M01 | TCP |  | U2 ESS | 480 V MOLDED CASE BREAKER
Main Seal Oil Pump | 02MKW01AP101-M01 | TCP | Pump | U2 ESS | 480 V MOLDED CASE BREAKER
Lube Oil Vapor Extractor A | 02MPV01AN101-M01 | TCP | Pump | U2 ESS | 480 V MOLDED CASE BREAKER
Lube Oil Vapor Extractor B | 02MPV01AN102-M01 | TCP | Pump | U2 ESS | 480 V MOLDED CASE BREAKER
Jacking Oil Pump A | 02MKV05AP201-M01 | TCP | Pump | U2 ESS | 480 V MOLDED CASE BREAKER
Jacking Oil Pump B | 02MKV05AP202-M01 | TCP | Pump | U2 ESS | 480 V MOLDED CASE BREAKER
GT ECA Compressor A Aux Oil | 02MBH06AP401-M01 | TCP | Pump | U2 ESS | 480 V MOLDED CASE BREAKER
GT ECA Compressor B Aux Oil | 02MBH06AP402-M01 | TCP | Pump | U2 ESS | 480 V MOLDED CASE BREAKER
GT ECA Compressor A Vapor | 02MBH06AN104-M01 | TCP | Pump | U2 ESS | 480 V MOLDED CASE BREAKER
GT ECA Compressor B Vapor | 02MBH06AN106-M01 | TCP | Pump | U2 ESS | 480 V MOLDED CASE BREAKER
125VDC BATTERY CHARGER B | 02BTM03 | TCP |  | U2 ESS | 480 V MOLDED CASE BREAKER
208-120VAC Essential Distribution Panel | 02BME01 | TCP | Power Panel | U2 ESS | 480 V MOLDED CASE BREAKER
CO2 TANK CONTROL PANEL | 02SGJ02BB101 | TCP | Control Power Feed | U2 ESS | 480 V MOLDED CASE BREAKER
CO2 TANK HEATER | 02SGJ02AH001 | TCP | Heater | U2 ESS | 480 V MOLDED CASE BREAKER
220V DC RECTIFIER PANEL | 02BTL01 | TCP | Control Power Feed | U2 ESS | 480 V MOLDED CASE BREAKER
CONTROL PACKAGE AIR CONDITIONER-1 | 02UCA51AH101 | TCP |  | U2 ESS | 480 V MOLDED CASE BREAKER
CONTROL PACKAGE AIR CONDITIONER-3 | 02UCA51AH201 | TCP |  | U2 ESS | 480 V MOLDED CASE BREAKER
CONTROL PACKAGE AIR CONDITIONER-5 | 02UCA51AH103 | TCP |  | U2 ESS | 480 V MOLDED CASE BREAKER
CONTROL PACKAGE PRESSURIZATION UNIT | 02UCA51AH401 | TCP |  | U2 ESS | 480 V MOLDED CASE BREAKER
CONTROL PACKAGE BATTERY ROOM AC-1 | 02UCA51AH301 | TCP |  | U2 ESS | 480 V MOLDED CASE BREAKER
GT Casing Cooling Air Fan | 02QEF13AN101-M01 | TCP | Fan/Blower | U2 ESS | 480 V MOLDED CASE BREAKER
ST VENTILATOR VALVE | 02LBC01AA103 | TCP | Motor Operated Valve | U2 MHI MCC | 480 V MOLDED CASE BREAKER
ECA RECIRC PUP (A) SEAL COOLER | 02LCA14AP101-M02 | TCP | Fan/Blower | U2 MHI MCC | 480 V MOLDED CASE BREAKER
ECA RECIRC PUP (B) SEAL COOLER | 02LCA14AP102-M02 | TCP | Fan/Blower | U2 MHI MCC | 480 V MOLDED CASE BREAKER
CMV SEAT DRAIN MOTOR VALVE | 02MAL01AA901 | TCP | Motor Operated Valve | U2 MHI MCC | 480 V MOLDED CASE BREAKER
CRV SEAT DRAIN MOTOR VALVE | 02MAL04AA901 | TCP | Motor Operated Valve | U2 MHI MCC | 480 V MOLDED CASE BREAKER
CMV STEM LEAK RECOVERY MOTOR VALVE | 02MAM30AA101 | TCP | Motor Operated Valve | U2 MHI MCC | 480 V MOLDED CASE BREAKER
CMV STEAM LEAK DRAIN VALVE | 02MAM30AA102 | TCP | Motor Operated Valve | U2 MHI MCC | 480 V MOLDED CASE BREAKER
GLAND STEAM CONDENSER EXHAUST FAN (A) | 02MAW01AN101-M01 | TCP | Fan/Blower | U2 MHI MCC | 480 V MOLDED CASE BREAKER
GLAND STEAM CONDENSER EXHAUST FAN (B) | 02MAW01AN102-M01 | TCP | Fan/Blower | U2 MHI MCC | 480 V MOLDED CASE BREAKER
GT 4S COOLER FAN MOTOR (A | 02MBH01AN101-M01 | TCP | Fan/Blower | U2 MHI MCC | 480 V MOLDED CASE BREAKER
GT 4S COOLER FAN MOTOR (B) | 02MBH01AN102-M01 | TCP | Fan/Blower | U2 MHI MCC | 480 V MOLDED CASE BREAKER
GT 4S COOLER FAN MOTOR (C) | 02MBH01AN103-M01 | TCP | Fan/Blower | U2 MHI MCC | 480 V MOLDED CASE BREAKER
MAIN FEEDER BREAKER TO MHI MCC | 02BFJ01 | TCP | Power Panel | U2 MHI MCC | 480 V MOLDED CASE BREAKER
CONTROL OIL PUMP MOTOR (A) | 02MPX01AP101-M01 | TCP | Pump | U2 MHI MCC | 480 V MOLDED CASE BREAKER
CONTROL OIL PUMP MOTOR (B) | 02MPX01AP102-M01 | TCP | Pump | U2 MHI MCC | 480 V MOLDED CASE BREAKER
GT 2C/ECA RECIRCULATION PUMP (B) | 02LCA14AP102 | TCP | Pump | U2 MHI MCC | 480 V MOLDED CASE BREAKER
GT 2C/ECA RECIRCULATION PUMP (A) | 02LCA14AP101 | TCP | Pump | U2 MHI MCC | 480 V MOLDED CASE BREAKER
CONTROL OIL POLISHING PUMP | 02MPX11AP101-M01 | TCP | Pump | U2 MHI MCC | 480 V MOLDED CASE BREAKER
LUBE OIL PURIFIER PUMP MOTOR | 02MPV21AP101-M01 | TCP | Pump | U2 MHI MCC | 480 V MOLDED CASE BREAKER
SEAL OIL VACUUM PUMP MOTOR(A) | 02MKW05AP201-M01 | TCP | Pump | U2 MHI MCC | 480 V MOLDED CASE BREAKER
SEAL OIL VACUUM PUMP MOTOR(B) | 02MKW05AP202-M01 | TCP | Pump | U2 MHI MCC | 480 V MOLDED CASE BREAKER
GT ECA COMPRESSOR A ENCLOSURE | 02MBH06AN107-M01 | TCP |  | U2 MHI MCC | 480 V MOLDED CASE BREAKER
GT ECA COMPRESSOR B ENCLOSURE | 02MBH06AN110-M01 | TCP |  | U2 MHI MCC | 480 V MOLDED CASE BREAKER
GT ECA COMPRESSOR A ENCLOSURE | 02MBH06AN108-M01 | TCP |  | U2 MHI MCC | 480 V MOLDED CASE BREAKER
GT ECA COMPRESSOR B ENCLOSURE | 02MBH06AN109-M01 | TCP |  | U2 MHI MCC | 480 V MOLDED CASE BREAKER
GT ECA COMPRESSOR B VAPOR EXTRACTOR (A) | 02MBH06AN105-M01 | TCP |  | U2 MHI MCC | 480 V MOLDED CASE BREAKER
GT ECA COMPRESSOR A VAPOR EXTRACTOR (A) | 02MBH06AN103-M01 | TCP |  | U2 MHI MCC | 480 V MOLDED CASE BREAKER
GENERATOR VAPOR EXTRACTOR MOTOR | 02MKV04AN101-M01 | TCP |  | U2 MHI MCC | 480 V MOLDED CASE BREAKER
LUBE OIL HEATER (A) | 02MPV01AH101 | TCP | Heater | U2 MHI MCC | 480 V MOLDED CASE BREAKER
LUBE OIL HEATER (B) | 02MPV01AH102 | TCP | Heater | U2 MHI MCC | 480 V MOLDED CASE BREAKER
LUBE OIL HEATER (C) | 02MPV01AH103 | TCP | Heater | U2 MHI MCC | 480 V MOLDED CASE BREAKER
LUBE OIL HEATER (D) | 02MPV01AH104 | TCP | Heater | U2 MHI MCC | 480 V MOLDED CASE BREAKER
GT ECA COMPRESSOR A OIL HEATER | 02MBH06AH101 | TCP | Heater | U2 MHI MCC | 480 V MOLDED CASE BREAKER
GT ECA COMPRESSOR B OIL HEATER | 02MBH06AH102 | TCP | Heater | U2 MHI MCC | 480 V MOLDED CASE BREAKER
CONTROL OIL HEATER | 02MPX01AH101 | TCP | Heater | U2 MHI MCC | 480 V MOLDED CASE BREAKER
GT IGNITION EXCITER | 02MBM01GU001 | TCP |  | U2 MHI MCC | 480 V MOLDED CASE BREAKER
GENERATOR COLLECTOR HOUSING SPACE HEATER | 02MKA01AH001 | TCP | Heater | U2 MHI MCC | 480 V MOLDED CASE BREAKER
125V DC BATTERY CHARGER A | 02BTM01 | TCP | Power Panel | U2 MHI MCC | 480 V MOLDED CASE BREAKER
208-120V AC DISTRIBUTION PANEL | 02BJA01 | TCP | Power Panel | U2 MHI MCC | 480 V MOLDED CASE BREAKER
GT AIR INTAKE SYSTEM | 02MBL30GH001 | TCP |  | U2 MHI MCC | 480 V MOLDED CASE BREAKER
ST BOLT HEATER DB (A) | 02MAA31AH101 | TCP | Heater | U2 MHI MCC | 480 V MOLDED CASE BREAKER
ST BOLT HEATER DB (B) | 02MAA31AH102 | TCP | Heater | U2 MHI MCC | 480 V MOLDED CASE BREAKER
GT FUEL GAS MANIFOLD HEAT TRACE | 02CZA00GH001 | TCP |  | U2 MHI MCC | 480 V MOLDED CASE BREAKER
220V DC RECTIFIER PANE | 02BTL01 | TCP | Power Panel | U2 MHI MCC | 480 V MOLDED CASE BREAKER
CONTROL PACKAGE AIR CONDITIONER-4 | 02UCA51AH202 | TCP |  | U2 MHI MCC | 480 V MOLDED CASE BREAKER
CONTROL PACKAGE AIR CONDITIONER-2 | 02UCA51AH102 | TCP |  | U2 MHI MCC | 480 V MOLDED CASE BREAKER
CONTROL PACKAGE BATTERY ROOM AC-2 | 02UCA51AH302 | TCP |  | U2 MHI MCC | 480 V MOLDED CASE BREAKER
HYDROGEN GAS DRYER | 02MKG03AT001 | TCP |  | U2 MHI MCC | 480 V MOLDED CASE BREAKER
EXCITATION TRANSFORMER (SPACE HEATER) | 02MKC01GT101\00 | TCP | Heater | U2 Non essential distribution panel
NEUTRAL GROUND CUBICLE FOR GEN | 02BAW11GH001\00 | TCP |  | U2 Non essential distribution panel
EXCITATION TRANSFORMER (UTILITY CIRCUIT) | 02MKC01GT101\01 | TCP |  | U2 Non essential distribution panel
EXCITATION DC BUSDUCT (SPACE HEATER) | 02MKC01GA401 | TCP | Heater | U2 Non essential distribution panel
GT PACKAGE LIGHTING 1 | 02MBA11GP101 | TCP |  | U2 Non essential distribution panel
GT PACKAGE LIGHTING 2 | 02MBA11GP102 | TCP |  | U2 Non essential distribution panel
120V feed to 480V AC MCC | 02BFJ01 | TCP | Control Power Feed | U2 Non essential distribution panel
120V feed to 480V AC ESSENTIAL MCC | 02BMC01 | TCP | Control Power Feed | U2 Non essential distribution panel
TURBINE REMOTE I/O PANEL B | 02MBY93GH002\00 | TCP | Control Power Feed | U2 Non essential distribution panel
TURBINE REMOTE I/O PANEL A | 02MBY93GH001\00 | TCP | Control Power Feed | U2 Non essential distribution panel
TURBINE PROTECTION PANEL | 02MBY01GH010\00 | TCP | Control Power Feed | U2 Non essential distribution panel
TURBINE SUPERVISORY INSTRUMENT PANEL | 02MBY01GH016\00 | TCP | Control Power Feed | U2 Non essential distribution panel
EXCITATION AC BUSDUCT (SPACE HEATER) | 02MKC01GA301 | TCP | Heater | U2 Non essential distribution panel
CONTROL PACKAGE EXTERIOR RECEPTACLES - 1 | 02UCA51GQ102 | TCP |  | U2 Non essential distribution panel
CONTROL PACKAGE EXTERIOR RECEPTACLES - 2 | 02UCA51GQ202 | TCP |  | U2 Non essential distribution panel
TURBINE CONTROL PANEL | 02MBY01GH001\00 | TCP |  | U2 Non essential distribution panel
CONTROL PACKAGE INTERIOR RECEPTACLES - 1 | 02UCA51GQ101 | TCP |  | U2 Non essential distribution panel
CONTROL PACKAGE INTERIOR RECEPTACLES - 2 | 02UCA51GQ201 | TCP |  | U2 Non essential distribution panel
GCRP (MAINTENANCE) | 02CHC00GH001\00 | TCP |  | U2 Non essential distribution panel
125V DC BATTERY CHARGER (A) (SPACE HEATER) | 02BTM01\00 | TCP | Heater | U2 Non essential distribution panel
125V DC BATTERY CHARGER (B) (SPACE HEATER) | 02BTM02\00 | TCP |  | U2 Non essential distribution panel
220V DC RECTIFIER PANEL | 02BTL01 | TCP |  | U2 Non essential distribution panel
25V DC STARTER PANEL | 02BVR01 | TCP |  | U2 Non essential distribution panel
GT FUEL GAS SYSTEM DVP PANEL (SPACE HEATER) | 02MBP02GH001\00 | TCP | Heater | U2 Non essential distribution panel
GENERATOR COLLECTOR HOUSING LIGHTING | 02MKA01GP001 | TCP |  | U2 Non essential distribution panel
GENERATOR ON-LINE MONITORING SYSTEM | 02MKA01GH001 | TCP |  | U2 Non essential distribution panel
GT ECA COMPRESSOR B ENCLOSURE LIGHTING | 02MBH06GP102 | TCP |  | U2 Non essential distribution panel
GT ECA COMPRESSOR A ENCLOSURE LIGHTING | 02MBH06GP101 | TCP |  | U2 Non essential distribution panel
ST HP STEAM INLET PIPE DRAIN MOV (SPACE HEATER) | 02MAL02AA901-H01 | TCP |  | U2 Non essential distribution panel
CMV STEAM LEAK DRAIN VALVE (SPACE HEATER) | 02MAM30AA102-H01 | TCP |  | U2 Non essential distribution panel
CMV STEM LEAK RECOVERY MOV (SPACE HEATER) | 02MAM30AA101-H01 | TCP |  | U2 Non essential distribution panel
ST IP STEAM INLET PIPE DRAIN MOV (SPACE HEATER) | 02MAL06AA901-H01 | TCP |  | U2 Non essential distribution panel
CRV SEAT DRAIN MOTOR VALVE (SPACE HEATER) | 02MAL04AA901-H01 | TCP |  | U2 Non essential distribution panel
CMV SEAT DRAIN MOTOR VALVE (SPACE HEATER) | 02MAL01AA901-H01 | TCP |  | U2 Non essential distribution panel
ST VENTILATOR VALVE (SPACE HEATER) | 02LBC01AA103-H01 | TCP |  | U2 Non essential distribution panel
ST VACUUM BREAKER No.2 (SPACE HEATER | 02MAC11AA902-H01 | TCP |  | U2 Non essential distribution panel
ST VACUUM BREAKER No.1 (SPACE HEATER) | 02MAC11AA901-H01 | TCP |  | U2 Non essential distribution panel
HEATER (GT PACKAGE GAS DETECTORS) | 02MBY91GZ100 | TCP |  | U2 Non essential distribution panel
ECA RECIRCULATION PUMP (A) (BEARING HEATER) | 02LCA14AH101 | TCP | Heater | U2 Non essential distribution panel
ECA RECIRCULATION PUMP (B) (BEARING HEATER) | 02LCA14AH102 | TCP | Heater | U2 Non essential distribution panel

## HeatTrace
Breaker | Circuit | Panel
1 | 01HTT-1610/1612/1611/1614/1616/1613/1615 | HPL-1111
2 | 01-HTT-1642A/1642B/1641A/1641B/1608 | HPL-1111
3 | 01-HTT-1527/1526/1525/1539/1540 | HPL-1111
4 | 01-HTT-1593/1594/1592/1595/1596/1648 | HPL-1111
5 | 01-ENC-HRS907 | HPL-1111
6 | 01-HTT-1564/1579/1577/1578/1543/1556 | HPL-1111
7 | 01-HTT-1529/1530/1522 | HPL-1111
8 | 01-HTT-1551B/1528 | HPL-1111
9 | 1552/1553/1561/1688/1689/1524/1548/1009 | HPL-1111
10 | 01-HTT-1562B/1516/1628/1513 | HPL-1111
11 | 01-HTT-1507/1505/1682B/1682A | HPL-1111
12 | 01-ENC-HLS908 | HPL-1111
13 | 01-ENC-HHS905C/HHS905B | HPL-1111
14 | SPARE | HPL-1111
15 | 01-HTT-1562A/1563/1568/1569/1510 | HPL-1111
16 | 01-HTT-1644/1649 | HPL-1111
17 | 01-HTT-1643/ 1638/CCF1007B | HPL-1111
18 | 01-HTT-1633/1630 | HPL-1111
19 | SPARE | HPL-1111
20 | 01-ENC-LT-HLS930BC | HPL-1111
21 | SPARE | HPL-1111
22 | 01-ENC-HIS903 B/C | HPL-1111
23 | 01-ENC-HLS930A/HLS930B | HPL-1111
24 | 01-ENC-HLS930B/C | HPL-1111
25 | SPARE | HPL-1111
26 | SPARE | HPL-1111
27 | SPARE | HPL-1111
28 | SPARE | HPL-1111
29 | 01-HTT-1609 | HPL-1111
30 | SPARE | HPL-1111
31 | SPARE | HPL-1111
32 | SPARE | HPL-1111
33 | SPARE | HPL-1111
34 | SPARE | HPL-1111
35 | SPARE | HPL-1111
36 | SPARE | HPL-1111
37 | SPARE | HPL-1111
38 | SPARE | HPL-1111
39 | SPARE | HPL-1111
40 | SPARE | HPL-1111
1 | COMMON RTD | HPL-1112
2 | 01-HTT-1263 | HPL-1112
3 | 01-ENC-BFW201, 175, 102, CND451, 455, | HPL-1112
4 | 01-HTT-1646, 1678, 1629, 1549 | HPL-1112
5 | 01-HTT-1205, 1101 | HPL-1112
6 | 01-HTT-1053, 1051, 1673, 1675, 1052 | HPL-1112
7 | 01-HTT-1009 | HPL-1112
8 | SPARE | HPL-1112
9 | 01-HTT-1023 | HPL-1112
10 | 01-ENC-BFW345 | HPL-1112
11 | 01-HTT-1015 | HPL-1112
12 | 01-HTT-1268, 1253 | HPL-1112
13 | 00-ENC-WDR221 | HPL-1112
14 | 00HTT0141,01HTTWDR1180,02HTT2201,WDR1180 | HPL-1112
15 | 00-HTT-0142, 0109, 0140 | HPL-1112
16 | 01-ENC-HHS912, HHS912A | HPL-1112
17 | 01-HTT-1032, 1022 | HPL-1112
18 | 01-HTT-1639, 1050 | HPL-1112
19 | 01-HTT-1025 | HPL-1112
20 | SPARE | HPL-1112
21 | 01-HTT-1652AB, 1695, 1653, 1660 | HPL-1112
22 | 01-HTT-1026 | HPL-1112
23 | 01-HTT-1027, 1214 | HPL-1112
24 | SPARE | HPL-1112
25 | 00-HTT-0250 | HPL-1112
26 | 01-ENC_HRS912, 912A | HPL-1112
27 | SPARE | HPL-1112
28 | SPARE | HPL-1112
29 | 00-HTT-0145 | HPL-1112
30 | SPARE | HPL-1112
31 | 01-HTT-1201 | HPL-1112
32 | SPARE | HPL-1112
33 | SPARE | HPL-1112
34 | SPARE | HPL-1112
35 | SPARE | HPL-1112
36 | SPARE | HPL-1112
37 | SPARE | HPL-1112
38 | SPARE | HPL-1112
39 | SPARE | HPL-1112
40 | SPARE | HPL-1112
1 | 00-HTT-0149 | HPL-1113
2 | 00-HTT-0148 | HPL-1113
3 | 00-HTT-0147 | HPL-1113
4 | 00-HTT-0229 | HPL-1113
5 | 00-HTT-0230B, 0230A | HPL-1113
6 | SPARE | HPL-1113
7 | SPARE | HPL-1113
8 | 00-HTT-0231 | HPL-1113
9 | 00-HTT-FGS1007, 1005, 1009, 1011, 1012 | HPL-1113
10 | 00-HTT-FGS6021, 6022, 6019 | HPL-1113
11 | SPARE | HPL-1113
12 | 00-HTT-0231B | HPL-1113
13 | SPARE | HPL-1113
14 | SPARE | HPL-1113
15 | SPARE | HPL-1113
16 | SPARE | HPL-1113
17 | SPARE | HPL-1113
18 | SPARE | HPL-1113
19 | GLYCOLSKID HT JB 00-FGS-SKD-07 | HPL-1113
20 | SPARE | HPL-1113
21 | SPARE | HPL-1113
22 | SPARE | HPL-1113
23 | SPARE | HPL-1113
24 | SPARE | HPL-1113
25 | SPARE | HPL-1113
26 | SPARE | HPL-1113
27 | SPARE | HPL-1113
28 | SPARE | HPL-1113
29 | SPARE | HPL-1113
30 | SPARE | HPL-1113
31 | SPARE | HPL-1113
32 | SPARE | HPL-1113
33 | SPARE | HPL-1113
34 | SPARE | HPL-1113
35 | SPARE | HPL-1113
36 | SPARE | HPL-1113
37 | SPARE | HPL-1113
38 | SPARE | HPL-1113
39 | SPARE | HPL-1113
40 | SPARE | HPL-1113
1 | 01-HTT-1607 | HPL-1116
2 | 00-HTT-0146, 01-HTT-1606 | HPL-1116
3 | 01-HTT-1605A | HPL-1116
4 | 01-HTT-1554, 1604, 1603, 1602 | HPL-1116
5 | 01-HTT-1605B, 1536, 1585B | HPL-1116
6 | 01-ENC-CND591, 592 | HPL-1116
7 | 00-HTT-0222 | HPL-1116
8 | 01-HTT-1672, 1570 | HPL-1116
9 | 01-HTT-1677, 1576, 1541 | HPL-1116
10 | 01-HTT-1500, 1617, 1501, 1520 | HPL-1116
11 | 01-HTT-1674, 1054, 1521, 1557 | HPL-1116
12 | 01-HTT-1274, 1122, 1276 | HPL-1116
13 | 01-HTT-1544, 1519, 1575, 1601 | HPL-1116
14 | 01-HTT-1209 | HPL-1116
15 | 00-HTT-0144, 01-HTT-1273, 1275 | HPL-1116
16 | 01-HTT-1114 | HPL-1116
17 | 01-HTT-1280, 1281, 1279 | HPL-1116
18 | 01-HTT-1550, 1583, 1567, 1572 | HPL-1116
19 | 00-HTT-0226 | HPL-1116
20 | 01-HTT-1662, 1598, 1600A, 1600B, 1599 | HPL-1116
21 | 01-HTT-1210 | HPL-1116
22 | 01-HTT-1338 | HPL-1116
23 | 01-HTT-1024 | HPL-1116
24 | SPARE | HPL-1116
25 | 01-ENC-BFW327 | HPL-1116
26 | 01-HTT-1664 | HPL-1116
27 | SPARE | HPL-1116
28 | JBX-1123 | HPL-1116
29 | SPARE | HPL-1116
30 | SPARE | HPL-1116
31 | HTT-1124 | HPL-1116
32 | SPARE | HPL-1116
33 | SPARE | HPL-1116
34 | SPARE | HPL-1116
35 | SPARE | HPL-1116
36 | SPARE | HPL-1116
37 | SPARE | HPL-1116
38 | SPARE | HPL-1116
39 | SPARE | HPL-1116
40 | SPARE | HPL-1116
1 | 01-ENC-HPS110, AXS401, BFW714 | HPL-1117
2 | 01-HTT-JBX-1016 | HPL-1117
3 | 01-ENC-BFW407, 439, 435, 427 | HPL-1117
4 | 01-HTT-JBX-1035, 1038, 1034, 1033 | HPL-1117
5 | 01-HTT-JBX-1264 | HPL-1117
6 | 01-HTT-JBX-1017 | HPL-1117
7 | 01-HTT-JBX-1111, 1109, 1108, 1107, 0153 | HPL-1117
8 | 01-HTT-JBX-1588, 1656, 1001 | HPL-1117
9 | 01-HTT-JBX-1036, 1037, 0152 | HPL-1117
10 | 01-ENC-HPS105 | HPL-1117
11 | 01-ENC-BFW339B, 339A, 331 | HPL-1117
12 | 00-HTT-0235, 0236, 01-HTT-1112, 1113 | HPL-1117
13 | 01-HTT-JBX-1028 | HPL-1117
14 | 01-ENC-HIS905, 905A | HPL-1117
15 | 01-HTT-JBX-1266 | HPL-1117
16 | 01-HTT-JBX-1002 | HPL-1117
17 | 01-HTT-JBX-1502 | HPL-1117
18 | SPARE | HPL-1117
19 | 01-HTT-JBX-1265 | HPL-1117
20 | SPARE | HPL-1117
21 | 01-HTT-JBX-1503 | HPL-1117
22 | SPARE | HPL-1117
23 | 01-HTT-JBX-1278, 1661, 1650 | HPL-1117
24 | SPARE | HPL-1117
25 | 01-HTT-JBX-1582, 1622, 1623, 1621, 1624 | HPL-1117
26 | SPARE | HPL-1117
27 | SPARE | HPL-1117
28 | SPARE | HPL-1117
29 | SPARE | HPL-1117
30 | SPARE | HPL-1117
31 | SPARE | HPL-1117
32 | SPARE | HPL-1117
33 | SPARE | HPL-1117
34 | SPARE | HPL-1117
35 | SPARE | HPL-1117
36 | SPARE | HPL-1117
37 | SPARE | HPL-1117
38 | SPARE | HPL-1117
39 | SPARE | HPL-1117
40 | SPARE | HPL-1117
1 | 01-HTT-1300 | HPL-1118
2 | 01-HTT-1312, 1313 | HPL-1118
3 | 01-HTT-1302 | HPL-1118
4 | 01-HTT-1304 | HPL-1118
5 | 01-HTT-1317, 1318, 1303 | HPL-1118
6 | 01-HTT-1305, 1306 | HPL-1118
7 | 01-HTT-1316, 1315, 1314 | HPL-1118
8 | 01-HTT-1311 | HPL-1118
9 | 01-HTT-1301 | HPL-1118
10 | GUTTER 1319-1325 | HPL-1118
11 | 01-HTT-1330 | HPL-1118
12 | 01-HTT-1308, 1310, 1307 | HPL-1118
13 | 01-HTT-1331 | HPL-1118
14 | 01-HTT-1332 | HPL-1118
15 | 01-HTT-1336 | HPL-1118
16 | 01-HTT-1335 | HPL-1118
17 | 01-HTT-1334 | HPL-1118
18 | 01-HTT-1337, 01-ENC-HEH901ABC | HPL-1118
19 | SPARE | HPL-1118
20 | 01-HTT-1333 | HPL-1118
21 | SPARE | HPL-1118
22 | SPARE | HPL-1118
23 | SPARE | HPL-1118
24 | SPARE | HPL-1118
25 | SPARE | HPL-1118
26 | SPARE | HPL-1118
27 | SPARE | HPL-1118
28 | SPARE | HPL-1118
29 | SPARE | HPL-1118
30 | SPARE | HPL-1118
31 | SPARE | HPL-1118
32 | SPARE | HPL-1118
33 | SPARE | HPL-1118
34 | SPARE | HPL-1118
35 | SPARE | HPL-1118
36 | SPARE | HPL-1118
37 | SPARE | HPL-1118
38 | SPARE | HPL-1118
39 | SPARE | HPL-1118
40 | SPARE | HPL-1118
1 | 01-HTT-1237 | HPL-1312
2 | 01-HTT-1236 | HPL-1312
3 | 01-HTT-1115, 1070 | HPL-1312
4 | 01-HTT-1072 | HPL-1312
5 | 01-HTT-1282, 1257, 1256 | HPL-1312
6 | 01-HTT-1241B, 1229 | HPL-1312
7 | 01-HTT-1234 | HPL-1312
8 | 01-HTT-1242A | HPL-1312
9 | 01-HTT-1208, 1232 | HPL-1312
10 | 01-HTT-1244A | HPL-1312
11 | 01-HTT-1231 | HPL-1312
12 | 01-HTT-1075 | HPL-1312
13 | 01-HTT-1241A | HPL-1312
14 | 01-HTT-1244B, 1242B | HPL-1312
15 | 01-HTT-1243A | HPL-1312
16 | 01-HTT-1116, 1073 | HPL-1312
17 | 01-HTT-1061, 1240, 1060, 1252 | HPL-1312
18 | 01-HTT-1059, 1058 | HPL-1312
19 | 01-HTT-1203; 1259; 1283 | HPL-1312
20 | 01-HTT-1239, 1086, 1086B | HPL-1312
21 | 01-HTT-1074 | HPL-1312
22 | SPARE | HPL-1312
23 | 01-HTT-0131, 1245B, 1284, 1258 | HPL-1312
25 | SPARE | HPL-1312
26 | 01-HTT-1093A, 1093B, 1093C, 1093D | HPL-1312
27 | SPARE | HPL-1312
28 | 01-HTT-1095, 1065 | HPL-1312
29 | 01-HTT-1269B | HPL-1312
30 | HTT-1326 | HPL-1312
31 | SPARE | HPL-1312
32 | SPARE | HPL-1312
33 | SPARE | HPL-1312
34 | HTT-1328 | HPL-1312
36 | HTT-1271/1272 | HPL-1312
37 | SPARE | HPL-1312
38 | SPARE | HPL-1312
39 | SPARE | HPL-1312
40 | SPARE | HPL-1312
1 | 01-HTT-1064, 1020, 1019, 1063 | HPL-2111
2 | 01-HTT-1267 | HPL-2111
3 | 01-ENC-BFW301C, BFW301, BFW401 | HPL-2111
4 | 01-HTT-1021, 1005 | HPL-2111
5 | 01-HTT-1004, 1003 | HPL-2111
6 | 01-ENC-BFW233, 701, 243, 704A, 704B | HPL-2111
7 | 01-ENC-BFW181B, 181A, 165 | HPL-2111
8 | SPARE | HPL-2111
9 | 01-HTT-1030, 1031, 1654A, 1654B | HPL-2111
10 | 01-HTT-1014, 1006 | HPL-2111
11 | 01-ENC-HHS203A, 203B | HPL-2111
12 | 01-HTT-1007 | HPL-2111
13 | 01-HTT-1104, 1110, 1102, 1103 | HPL-2111
14 | 01-HTT-1574A, 1574B, 1029 | HPL-2111
15 | 01-HTT-1277 | HPL-2111
16 | 01-ENC-HLS801 | HPL-2111
17 | 01-ENC-BFW734 | HPL-2111
18 | SPARE | HPL-2111
19 | 01-ENC-BFW141B, 141A, 125, 135 | HPL-2111
20 | 01-HTT-1357 | HPL-2111
21 | SPARE | HPL-2111
22 | 01-ENC-CRH124, DWS723, HRH101 | HPL-2111
23 | 01-HTT-1215 | HPL-2111
24 | 01-ENC-HPS101, BFW753, BFW741. HHS911 | HPL-2111
25 | SPARE | HPL-2111
26 | SPARE | HPL-2111
27 | SPARE | HPL-2111
28 | SPARE | HPL-2111
29 | 01-HTT-1011 | HPL-2111
30 | SPARE | HPL-2111
31 | SPARE | HPL-2111
32 | SPARE | HPL-2111
33 | SPARE | HPL-2111
34 | SPARE | HPL-2111
35 | SPARE | HPL-2111
36 | SPARE | HPL-2111
37 | SPARE | HPL-2111
38 | SPARE | HPL-2111
39 | SPARE | HPL-2111
40 | SPARE | HPL-2111
1 | SMP1010, 1250, | HPL-2114
2 | SMP1009 | HPL-2114
3 | SMP1004, 1002 | HPL-2114
4 | 01-HTT-1618, 1670, 1669, 1640 | HPL-2114
5 | SPMP1301 | HPL-2114
6 | 00-HTT-0151, 01-HTT-1008, 1013 | HPL-2114
7 | SMP1006, 1008 | HPL-2114
8 | 01-HTT-1288, 1289, 1206, 1290 | HPL-2114
9 | 01-HTT-CCF1007A, CCF1030 | HPL-2114
10 | 01-ENC-HHS902, HIS901, HLS919ABC | HPL-2114
11 | 01-HTT-1121 | HPL-2114
12 | 01-HTT-1105 | HPL-2114
13 | 01-HTT-1012, 1010 | HPL-2114
14 | 01-HTT-1665, 1056 | HPL-2114
15 | 00-HTT-0150, 01-HTT-1262 | HPL-2114
16 | 01-HTT-1620, 1671, 1018 | HPL-2114
17 | SMP1007 | HPL-2114
18 | 01-ENC_BDN133, SWS701 | HPL-2114
19 | SMP1174 | HPL-2114
20 | 01-HTT-1666, 1667A, 1667B, 1668, 1676 | HPL-2114
21 | SMP1136 | HPL-2114
22 | 00-HTT-0223 | HPL-2114
23 | 01-ENC-HLS901, HBD901(L), HBD901(P) | HPL-2114
24 | 01-HTT-0224 | HPL-2114
25 | SPARE | HPL-2114
26 | SPARE | HPL-2114
27 | 01-HTT-1204, 1106, 1294 | HPL-2114
28 | 01-ENC-HHS901(P) | HPL-2114
29 | SPARE | HPL-2114
30 | SPARE | HPL-2114
31 | SPARE | HPL-2114
32 | HTT-1341 | HPL-2114
33 | SPARE | HPL-2114
34 | SPARE | HPL-2114
35 | HTT-1340 | HPL-2114
36 | SPARE | HPL-2114
37 | SPARE | HPL-2114
38 | SPARE | HPL-2114
39 | SPARE | HPL-2114
40 | SPARE | HPL-2114
1 | 01-HTT-1238, 1202 | HPL-2115
2 | 01-HTT-1286, 1213, 1287 | HPL-2115
3 | 01-HTT-1247, 1235B | HPL-2115
4 | 01-HTT-1225 | HPL-2115
5 | 01-HTT-1224, 1260, 1219, 1223 | HPL-2115
6 | 01-HTT-1293 | HPL-2115
7 | 01-HTT-1227 | HPL-2115
8 | 01-HTT-1222, 1220, 1221 | HPL-2115
9 | 01-HTT-1226 | HPL-2115
10 | 01-ENC-STP351, 371, 323, 123 | HPL-2115
11 | 01-HTT-1285, 1218 | HPL-2115
12 | 01-ENC-CRH107, HRH110 | HPL-2115
13 | 01-HTT-1043 | HPL-2115
14 | 01-HTT-1216, 1217 | HPL-2115
15 | 01-HTT-1211 | HPL-2115
16 | 01-HTT-1045 | HPL-2115
17 | 01-HTT-1212B, 1212A, 1292 | HPL-2115
18 | 01-ENC-LPS110 | HPL-2115
19 | 01-HTT-1235 | HPL-2115
20 | 01-ENC-BFW146, 471, 186, 351, CND102 | HPL-2115
21 | 01-HTT-1261 | HPL-2115
22 | SPARE | HPL-2115
23 | 01-HTT-1269, 00-HTT-0155 | HPL-2115
24 | 01-HTT-1270, 1254 | HPL-2115
25 | SPARE | HPL-2115
26 | 01-HTT-1042 | HPL-2115
27 | 01-HTT-1088, 1089, 1066 | HPL-2115
28 | 01-HTT-1090, 1091, 1067 | HPL-2115
29 | CT INOPERATIVE | HPL-2115
30 | 01-HTT-1228 | HPL-2115
31 | 01-HTT-1044 | HPL-2115
32 | SPARE | HPL-2115
33 | 01-HTT-1092A, 1092B, 1093C | HPL-2115
34 | SPARE | HPL-2115
35 | HTT-1327 | HPL-2115
36 | 00-HTT-0154 | HPL-2115
37 | SPARE | HPL-2115
38 | SPARE | HPL-2115
39 | SPARE | HPL-2115
40 | SPARE | HPL-2115
1 | 01-HTT-1631, 1659B, 1659C, 1659A | HPL-2116
2 | 01-ENC-HEH929 | HPL-2116
3 | 01-HTT-1634A,1634B,1645,1632,1635,1636 | HPL-2116
4 | 01-ENC-HEH939 | HPL-2116
5 | 01-HTT-1534, 1535, 1587 | HPL-2116
6 | 01-ENC-HEH949 | HPL-2116
7 | 01-ENC-HHS910A, HHS910B, HHS910C | HPL-2116
8 | 01-ENC-HIS903A(P),HIS903BC,HHS905A(L)(P) | HPL-2116
9 | 01HTT1663,1589,1590,1591,1619,1657,1658 | HPL-2116
10 | 01-ENC-HRS911A, 911B, 911C | HPL-2116
11 | 01-HTT-1581, 1580, 1637, 1531, 1523 | HPL-2116
12 | 01-HTT-1545, 1546, 1547, 1551A, 1584 | HPL-2116
13 | 01-ENC-HLS930A, HIS930A | HPL-2116
14 | 01-ENC-HLS908(P) | HPL-2116
15 | 1511,1625,1687,1686,1683,1685,1684,1626 | HPL-2116
16 | 01-HTT-1515 | HPL-2116
17 | 01-HTT-1558B, 1558A, 1537B, 1537A, 1538 | HPL-2116
18 | 01HTT1560,1518,1514,1627,1517,1555 | HPL-2116
19 | 01-HTT-1532, 1585 | HPL-2116
20 | 01-ENC-HLS930C | HPL-2116
21 | 01-HTT-1566, 1565, 1681, 1680 | HPL-2116
22 | 01-HTT_1679, 1504, 1533 | HPL-2116
23 | 01-HTT-1509, 1508 | HPL-2116
24 | SPARE | HPL-2116
25 | 01-HTT-1566, 1512, 1506 | HPL-2116
26 | 01-HTT-1525B | HPL-2116
27 | SPARE | HPL-2116
28 | SPARE | HPL-2116
29 | SPARE | HPL-2116
30 | SPARE | HPL-2116
31 | SPARE | HPL-2116
32 | SPARE | HPL-2116
33 | SPARE | HPL-2116
34 | SPARE | HPL-2116
35 | SPARE | HPL-2116
36 | SPARE | HPL-2116
37 | SPARE | HPL-2116
38 | SPARE | HPL-2116
39 | SPARE | HPL-2116
40 | SPARE | HPL-2116
1 | 01-HTT-1071 1117 | HPL-2511
2 | 01-HTT-1080, 1119 | HPL-2511
3 | 01-HTT-1079, 1118 | HPL-2511
4 | 01-HTT-1082, 1248 | HPL-2511
5 | 01-HTT-1081 | HPL-2511
6 | 01-HTT-1084 | HPL-2511
7 | 01-HTT-1085B | HPL-2511
8 | 01-HTT-1085A | HPL-2511
9 | 01-HTT-1083, 1249 | HPL-2511
10 | 01-ENC-CND867, AXS710, AXS713 | HPL-2511
11 | 01-HTT-1246A | HPL-2511
12 | 01-HTT-1230, 1255 | HPL-2511
13 | 01-HTT-1251 | HPL-2511
14 | 01-HTT-1207, 1246B | HPL-2511
15 | 01-HTT-1250, 1062 | HPL-2511
16 | 01-HTT-1076 | HPL-2511
17 | 01-HTT-1245A | HPL-2511
18 | 01-HTT-1077 | HPL-2511
19 | 01-ENC-DWS713, 717, CND103, 123, 143 | HPL-2511
20 | 01-HTT-1120 | HPL-2511
21 | 00-HTT-0130, 01-HTT-1078 | HPL-2511
22 | 01-ENC-CND215, 205, 115, 235, 135, 155 | HPL-2511
23 | 01-HTT-1233 | HPL-2511
24 | 00-HTT-0227 | HPL-2511
25 | 01-HTT-1098 | HPL-2511
26 | 00-HTT-0212 | HPL-2511
27 | SPARE | HPL-2511
28 | 01-HTT-1096A, 1096B | HPL-2511
29 | SPARE | HPL-2511
30 | 01-HTT-1097 | HPL-2511
31 | SPARE | HPL-2511
32 | 01-HTT-1099 | HPL-2511
33 | SPARE | HPL-2511
34 | SPARE | HPL-2511
35 | SPARE | HPL-2511
36 | SPARE | HPL-2511
37 | SPARE | HPL-2511
38 | SPARE | HPL-2511
39 | SPARE | HPL-2511
40 | SPARE | HPL-2511
1 | 02-HTT-2064, 2020, 2019, 2063 | HPL-1211
2 | 02-HTT-2267 | HPL-1211
3 | 02-ENC-BFW301C, 301, 401 | HPL-1211
4 | 02-HTT-2021, 2005 | HPL-1211
5 | 02-HTT-2004, 2003 | HPL-1211
6 | 02-ENC-BFW233, 701, 243, 704A, 704B | HPL-1211
7 | 02-ENC-BFW181B, 181A, 165 | HPL-1211
8 | SPARE | HPL-1211
9 | 02-HTT-2030, 2031, 2654A, 2654B | HPL-1211
10 | 02-HTT-2014 | HPL-1211
11 | 02-ENC-HHS203A, 203B | HPL-1211
12 | 02-HTT-2007 | HPL-1211
13 | 02-HTT-2104, 2101, 2110, 2102, 2103 | HPL-1211
14 | 02-HTT-2574A, B, 2029 | HPL-1211
15 | 02-HTT-2277 | HPL-1211
16 | 02-ENC-HLS801 | HPL-1211
17 | 02-ENC-BFW734 | HPL-1211
18 | SPARE | HPL-1211
19 | 02-ENC-BFW141A, B, 125, 135 | HPL-1211
20 | 02-HTT-2647A, 2647B, 2006 | HPL-1211
21 | 02-HTT-2040, 2039, 2041, 2655B, 2655A | HPL-1211
22 | 02-ENC-CRH124, DWS723, HRH101 | HPL-1211
23 | 02-HTT-2215 | HPL-1211
24 | 02-ENC-HPS101, HHS911, BFW753, 741 | HPL-1211
25 | SPARE | HPL-1211
26 | SPARE | HPL-1211
27 | SPARE | HPL-1211
28 | SPARE | HPL-1211
29 | 02-HTT-2011 | HPL-1211
30 | SPARE | HPL-1211
31 | SPARE | HPL-1211
32 | SPARE | HPL-1211
33 | SPARE | HPL-1211
34 | SPARE | HPL-1211
35 | SPARE | HPL-1211
36 | SPARE | HPL-1211
37 | SPARE | HPL-1211
38 | SPARE | HPL-1211
39 | SPARE | HPL-1211
40 | SPARE | HPL-1211
1 | 02-HTT-2607 | HPL-1212
2 | 00-HTT-0128, 02-HTT-2606 | HPL-1212
3 | 02-HTT-2605A | HPL-1212
4 | 02-HTT-2554, 2604, 2603, 2602 | HPL-1212
5 | 02-HTT-2605B, 2563 | HPL-1212
6 | 02-ENC-CND591, 592 | HPL-1212
7 | 01-HTT-1055 | HPL-1212
8 | 02-HTT-2672, 2570 | HPL-1212
9 | 02-HTT-2677, 2576, 2541 | HPL-1212
10 | 02-HTT-2500, 2617, 2501, 2520 | HPL-1212
11 | 02-HTT-2674, 2054, 2521, 2557 | HPL-1212
12 | 02-HTT-2274, 2122, 2276 | HPL-1212
13 | 02-HTT-2544, 2519, 2575, 2601 | HPL-1212
14 | 02-HTT-2209 | HPL-1212
15 | 00-HTT-0127, 02-HTT-2273, 2275 | HPL-1212
16 | 02-HTT-2114 | HPL-1212
17 | 02-HTT-2280, 2281, 2279 | HPL-1212
18 | 02-HTT-2550, 2583, 2567, 2572 | HPL-1212
19 | SPARE | HPL-1212
20 | 02-HTT-2662, 2598, 2599 | HPL-1212
21 | 02-HTT-2210 | HPL-1212
22 | 00-HTT-0139 | HPL-1212
23 | 02-HTT-2024 | HPL-1212
24 | 00-HTT-0218 | HPL-1212
25 | 00-HTT-0217 | HPL-1212
26 | 00-HTT-0228 | HPL-1212
27 | 02-ENC-BFW327 | HPL-1212
28 | HTT-2338 | HPL-1212
29 | 00-HTT-0221 | HPL-1212
30 | SPARE | HPL-1212
31 | SPARE | HPL-1212
32 | 02-HTT-2664 | HPL-1212
33 | SPARE | HPL-1212
34 | SPARE | HPL-1212
35 | SPARE | HPL-1212
36 | SPARE | HPL-1212
37 | SPARE | HPL-1212
38 | 00-HTT-0220 | HPL-1212
39 | SPARE | HPL-1212
40 | SPARE | HPL-1212
1 | 00-HTT-0210, 0211 | HPL-1213
2 | 00-HTT-0213 | HPL-1213
3 | 00-HTT-0117, 0108, 0121, 0122, 0123 | HPL-1213
4 | 00-HTT-0120, 0216, 0119, 0118 | HPL-1213
5 | 00-HTT-0209 | HPL-1213
6 | 00-HTT-0116 | HPL-1213
7 | 00-HTT-0232 | HPL-1213
8 | 00-HTT-0204, 0202, 0203, 0205, 0207 | HPL-1213
9 | 01-HTT-0002, 00-HTT-0124 | HPL-1213
10 | 00-HTT-0102, 0106, 0103 | HPL-1213
11 | 01-HTT-0001 | HPL-1213
12 | 00-HTT-0125, 0101 | HPL-1213
13 | 00-HTT-0208, 0206 | HPL-1213
14 | 00-HTT-0104 | HPL-1213
15 | 00-ENC-SWS107 | HPL-1213
16 | 00-HTT-0107, 0105 | HPL-1213
17 | 00-HTT-0238A, 0238B | HPL-1213
18 | 00-HTT-0239 | HPL-1213
19 | 00-HTT-0215 | HPL-1213
20 | SPARE | HPL-1213
21 | SPARE | HPL-1213
22 | SPARE | HPL-1213
23 | SPARE | HPL-1213
24 | SPARE | HPL-1213
25 | 00-HTT-DWT6020, DWT6026, DWT6016 | HPL-1213
26 | SPARE | HPL-1213
27 | SPARE | HPL-1213
28 | SPARE | HPL-1213
29 | SPARE | HPL-1213
30 | SPARE | HPL-1213
31 | SPARE | HPL-1213
32 | SPARE | HPL-1213
33 | SPARE | HPL-1213
34 | SPARE | HPL-1213
35 | SPARE | HPL-1213
36 | SPARE | HPL-1213
37 | SPARE | HPL-1213
38 | SPARE | HPL-1213
39 | SPARE | HPL-1213
40 | SPARE | HPL-1213
1 | HTT | HPL-1216
2 | 02-HTT-2263 | HPL-1216
3 | SPARE | HPL-1216
4 | 02-HTT-2646, 2678, 2629, 2549 | HPL-1216
5 | HEAD TANK | HPL-1216
6 | 02-HTT-2053, 2051, 2673, 2675, 2052 | HPL-1216
7 | 02-HTT-2009 | HPL-1216
8 | SPARE | HPL-1216
9 | 02-HTT-2023 | HPL-1216
10 | 02-ENC-BFW345 | HPL-1216
11 | 02-HTT-2015 | HPL-1216
12 | 02-HTT-2268, 2253 | HPL-1216
13 | 02-HTT-2055 | HPL-1216
14 | 00-HTT-0219 | HPL-1216
15 | SPARE | HPL-1216
16 | 02-ENC-HHS912, 912A | HPL-1216
17 | 02-HTT-2205, 2032, 2022, 00-HTT-0126 | HPL-1216
18 | 02-HTT-2639, 2050 | HPL-1216
19 | 02-HTT-2025 | HPL-1216
20 | SPARE | HPL-1216
21 | 02-HTT-2652A, B, 2653, 2660, 2695 | HPL-1216
22 | 02-HTT-2026, 2002 | HPL-1216
23 | 02-HTT-2027, 2214 | HPL-1216
24 | SPARE | HPL-1216
25 | 00-HTT-0138, 02-HTT-2008, 2013 | HPL-1216
26 | 00-ENC-HRS912, 912A | HPL-1216
27 | SPARE | HPL-1216
28 | 00-HTT-0129, 02-HTT-2262 | HPL-1216
29 | HTT-0126 | HPL-1216
30 | SPARE | HPL-1216
31 | 02-HTT-CCF1007A, CCF1030 | HPL-1216
32 | HTT-2123 | HPL-1216
33 | HTT-2124 | HPL-1216
34 | SPARE | HPL-1216
35 | SPARE | HPL-1216
36 | SPARE | HPL-1216
37 | SPARE | HPL-1216
38 | SPARE | HPL-1216
39 | SPARE | HPL-1216
40 | SPARE | HPL-1216
1 | 02-ENC-HPS110, AXS401, BFW714 | HPL-1217
2 | 02-HTT-2016 | HPL-1217
3 | 02-ENC-BFW407, 439, 435, 427 | HPL-1217
4 | 02-HTT-2035, 2038, 2034, 2033 | HPL-1217
5 | 02-HTT-2264 | HPL-1217
6 | 02-HTT-2017 | HPL-1217
7 | 02-HTT-2111,2109,2108,2107, 00-HTT-0136 | HPL-1217
8 | 02-HTT-2588, 2656, 2001 | HPL-1217
9 | 02-HTT-2036, 2037, 00-HTT-0137 | HPL-1217
10 | 02-ENC-HPS105 | HPL-1217
11 | 02-ENC-BFW339B, 339A, 331 | HPL-1217
12 | 00-HTT-0237, 0214, 02-HTT-2112, 2113 | HPL-1217
13 | 02-HTT-2028 | HPL-1217
14 | 02-ENC-HIS905, 905A | HPL-1217
15 | 02-HTT-2266 | HPL-1217
16 | JBX-2002 | HPL-1217
17 | 02-HTT-2502 | HPL-1217
18 | SPARE | HPL-1217
19 | 02-HTT-2265 | HPL-1217
20 | SPARE | HPL-1217
21 | 02-HTT-2503 | HPL-1217
22 | SPARE | HPL-1217
23 | 02-HTT-2278, 2661, 2650 | HPL-1217
24 | SPARE | HPL-1217
25 | SPARE | HPL-1217
26 | 02-HTT-2582, 2622, 2623, 2621, 2624 | HPL-1217
27 | SAPRE | HPL-1217
28 | SPARE | HPL-1217
29 | SPARE | HPL-1217
30 | SPARE | HPL-1217
31 | SPARE | HPL-1217
32 | SPARE | HPL-1217
33 | SPARE | HPL-1217
34 | SPARE | HPL-1217
35 | SPARE | HPL-1217
36 | SPARE | HPL-1217
37 | SPARE | HPL-1217
38 | SPARE | HPL-1217
39 | SPARE | HPL-1217
40 | SPARE | HPL-1217
1 | 02-SMP1010, 1250 | HPL-1218
2 | 01-SMP1009 | HPL-1218
3 | 02-SMP1004, 1002 | HPL-1218
4 | 02-HTT-2618, 2670, 2669, 2640 | HPL-1218
5 | 02-SMP1301 | HPL-1218
6 | 00-SMP-6469 | HPL-1218
7 | 02-SMP1006, 1008 | HPL-1218
8 | 02-HTT-2291, 2288, 2289, 2206, 2290 | HPL-1218
9 | 00-SMP6508 | HPL-1218
10 | 02-ENC-HHS902, HIS901, HLS919A,B,C | HPL-1218
11 | 02-HTT-2121 | HPL-1218
12 | 02-HTT-2105 | HPL-1218
13 | 02-HTT-2012, 2010 | HPL-1218
14 | 02-HTT-2665 | HPL-1218
15 | 00-SMP6470 | HPL-1218
16 | 02-HTT-2620, 2671, 2018 | HPL-1218
17 | 02-SMP1007 | HPL-1218
18 | 02-ENC-BDN133, SWS701 | HPL-1218
19 | 02-SMP1174 | HPL-1218
20 | 02-HTT-2666, 2667A,B, 2668, 2676 | HPL-1218
21 | 02-SMP1136 | HPL-1218
22 | SPARE | HPL-1218
23 | 02-ENC-HLS901, HBD901 | HPL-1218
24 | 00-DWS6001 | HPL-1218
25 | SPARE | HPL-1218
26 | SPARE | HPL-1218
27 | 02-HTT-2204, 2106, 2294 | HPL-1218
28 | 02-ENC-HHS901 | HPL-1218
29 | 02-ENC-BFW201, 175, 102, CND451, 455 | HPL-1218
30 | SPARE | HPL-1218
31 | SPARE | HPL-1218
32 | JBX-2341 | HPL-1218
33 | SPARE | HPL-1218
34 | SPARE | HPL-1218
35 | JBX-2340 | HPL-1218
36 | SPARE | HPL-1218
37 | SPARE | HPL-1218
38 | SPARE | HPL-1218
39 | SPARE | HPL-1218
40 | SPARE | HPL-1218
1 | HTT-RTD-2300 | HPL-1219
2 | HTT-2311; 2312; 2313 | HPL-1219
3 | HTT-2302 | HPL-1219
4 | 02-HTT-RTD-2304 | HPL-1219
5 | HTT-2317; 2318; 2303 | HPL-1219
6 | HTT-2305; 2306 | HPL-1219
7 | HTT-2316; 2315; 2314 | HPL-1219
8 | SPARE | HPL-1219
9 | HTT-2301 | HPL-1219
10 | GUTTER JBX 2319-2325 | HPL-1219
11 | HTT-2330 | HPL-1219
12 | HTT-2308; 2310 | HPL-1219
13 | HTT-2331 | HPL-1219
14 | HTT-2332 | HPL-1219
15 | HTT-2336 | HPL-1219
16 | HTT-2335 | HPL-1219
17 | HTT-2334 | HPL-1219
18 | HTT-2337; ENC-HEH901A; HEH901B; HEH901C | HPL-1219
19 | SPARE | HPL-1219
20 | HTT-2333 | HPL-1219
1 | 02-HTT-2237 | HPL-1612
2 | 02-HTT-2236 | HPL-1612
3 | 02-HTT-2115, 2070 | HPL-1612
4 | 02-HTT-2072 | HPL-1612
5 | 02-HTT-2282, 2257, 2256 | HPL-1612
6 | 02-HTT-2241B, 2229 | HPL-1612
7 | 02-HTT-2234 | HPL-1612
8 | 02-HTT-2242A | HPL-1612
9 | 02-HTT-2208, 2232 | HPL-1612
10 | 02-HTT-2244A | HPL-1612
11 | 02-HTT-2231 | HPL-1612
12 | 02-HTT-2075 | HPL-1612
13 | 02-HTT-2241A | HPL-1612
14 | 02-HTT-2244B, 2242B, 2283 | HPL-1612
15 | 02-HTT-2243A | HPL-1612
16 | 02-HTT-2116, 2073 | HPL-1612
17 | 02-HTT-2061, 2240, 2060, 2252 | HPL-1612
18 | 02-HTT-2059, 2058 | HPL-1612
19 | 02-HTT-2203, 2259 | HPL-1612
20 | 02-HTT-2239 | HPL-1612
21 | 02-HTT-2074 | HPL-1612
22 | SPARE | HPL-1612
23 | 00-HTT-0133, 02-HTT-2245B, 2284, 2258 | HPL-1612
24 | SPARE | HPL-1612
25 | SPARE | HPL-1612
26 | 02-HTT-2093A, B, C, D | HPL-1612
27 | SPARE | HPL-1612
28 | 02-HTT-2095, 2065 | HPL-1612
29 | 02-HTT-2269B | HPL-1612
30 | HTT-2326 | HPL-1612
31 | SPARE | HPL-1612
32 | SPARE | HPL-1612
33 | SPARE | HPL-1612
34 | HTT-2271/2272 | HPL-1612
35 | SPARE | HPL-1612
36 | HTT-2238 | HPL-1612
37 | SPARE | HPL-1612
38 | SPARE | HPL-1612
39 | SPARE | HPL-1612
40 | SPARE | HPL-1612
1 | 02HTT2610,2612,2611,2614,2616,2613,2615 | HPL-2211
2 | 02-HTT-2642A,B, 2608 | HPL-2211
3 | 02HTT2527,2526,2525,2539,2540, ENCHIS902 | HPL-2211
4 | 02-HTT-2593,2594,2592,2595,2596,2648 | HPL-2211
5 | 02-ENC-HRS907 | HPL-2211
6 | 02-HTT-2564,2579,2577,2578,2543,2556 | HPL-2211
7 | 02-HTT-2529, 2530, 2522 | HPL-2211
8 | 02-HTT-2551B, 2528 | HPL-2211
9 | 022552AB2553AB2688,2689,2561AB2548,2524 | HPL-2211
10 | 02-HTT-2562B, 2516, 2628, 2513 | HPL-2211
11 | 02-HTT-2507, 2505, 2682A,B | HPL-2211
12 | 02-ENC-HLS908 | HPL-2211
13 | 02-ENC-HHS905C, B | HPL-2211
14 | SPARE | HPL-2211
15 | 02-HTT-2562A, 2563, 2568, 2569, 2510 | HPL-2211
16 | 02-HTT-2644, 2649 | HPL-2211
17 | 02-HTT-2643, CCF1007B, 2638 | HPL-2211
18 | 02-HTT-2633, 2630 | HPL-2211
19 | SPARE | HPL-2211
20 | 02-ENC-HIS902A,B | HPL-2211
21 | SPARE | HPL-2211
22 | 02-ENC-HIS903B,C | HPL-2211
23 | 02-ENC-HLS930A, B | HPL-2211
24 | 02-ENC-HLS930B,C | HPL-2211
25 | SPARE | HPL-2211
26 | 02-ENC-HHS905B,C | HPL-2211
27 | SPARE | HPL-2211
28 | SPARE | HPL-2211
29 | 02-HTT-2609 | HPL-2211
30 | SPARE | HPL-2211
31 | SPARE | HPL-2211
32 | SPARE | HPL-2211
33 | SPARE | HPL-2211
34 | SPARE | HPL-2211
35 | SPARE | HPL-2211
36 | SPARE | HPL-2211
37 | SPARE | HPL-2211
38 | SPARE | HPL-2211
39 | SPARE | HPL-2211
40 | SPARE | HPL-2211
1 | 02-HTT-2238, 2202 | HPL-2216
2 | 02-HTT-2286, 2213, 2287 | HPL-2216
3 | 02-HTT-2261, 2247 | HPL-2216
4 | 02-HTT-2225 | HPL-2216
5 | 02-HTT-2224, 2260, 2222, 2223 | HPL-2216
6 | 02-HTT-2293, 00-HTT-0135 | HPL-2216
7 | 02-HTT-2227 | HPL-2216
8 | 02-HTT-2219, 2220, 2221 | HPL-2216
9 | 02-HTT-2226 | HPL-2216
10 | 02-ENC-STP351, STP371, STP123 | HPL-2216
11 | 02-HTT-2285, 2218 | HPL-2216
12 | 02-ENC-CRH107, HRH110 | HPL-2216
13 | 02-HTT-2043 | HPL-2216
14 | 02-HTT-2216, 2217 | HPL-2216
15 | 02-HTT-2211 | HPL-2216
16 | 02-HTT-2045 | HPL-2216
17 | 02-HTT-2212B, 2212A, 2292 | HPL-2216
18 | 02-ENC-LPS110 | HPL-2216
19 | 02-HTT-2235 | HPL-2216
20 | 02-ENC-BFW146, 471, 186, 351, CND102 | HPL-2216
21 | SPARE | HPL-2216
22 | SPARE | HPL-2216
23 | 02-HTT-2269, 00-HTT-0134 | HPL-2216
24 | 02-HTT-2270, 2254 | HPL-2216
25 | SPARE | HPL-2216
26 | 02-HTT-2042 | HPL-2216
27 | 02-HTT-2088, 2089, 2066 | HPL-2216
28 | 02-HTT-2090, 2091, 2067 | HPL-2216
29 | 02-HTT-2044 | HPL-2216
30 | 02-HTT-2228 | HPL-2216
31 | SPARE | HPL-2216
32 | SPARE | HPL-2216
33 | 02-HTT-2092A, 2092B, 2092C | HPL-2216
34 | SPARE | HPL-2216
35 | HTT-2327 | HPL-2216
36 | SPARE | HPL-2216
37 | SPARE | HPL-2216
38 | SPARE | HPL-2216
39 | SPARE | HPL-2216
40 | SPARE | HPL-2216
1 | 02-HTT-2631, 2659A,B,C | HPL-2217
2 | 02-ENC-HEH929 | HPL-2217
3 | 02-HTT-2634A,B, 2645, 2632, 2635, 2636 | HPL-2217
4 | 02-ENC-HEH939 | HPL-2217
5 | 02-HTT-2534, 2535, 2587 | HPL-2217
6 | 02-ENC-HEH-949 | HPL-2217
7 | 02-ENC-HHS910A,B,C | HPL-2217
8 | 02-ENC-HIS903A,B,C, HHS905A | HPL-2217
9 | 02HTT2663,2589,2590,2591,2619,2657,2658 | HPL-2217
10 | 02-ENC-HRS911A,B,C | HPL-2217
11 | 02-HTT-2581, 2580, 2637, 2531, 2523 | HPL-2217
12 | 02-HTT-2545, 2546, 2547, 2551A, 2584 | HPL-2217
13 | 02-ENC-HLS930A | HPL-2217
14 | 02-ENC-HLS908 | HPL-2217
15 | 02-HTT-2511,2625,2683-2687,2626 | HPL-2217
16 | 02-HTT-2515 | HPL-2217
17 | 02-HTT-2558A,B, 2537A,B, 2538 | HPL-2217
18 | 02HTT2560, 2518, 2514, 2627, 2517, 2555 | HPL-2217
19 | 02-HTT-2532, 2585 | HPL-2217
20 | 02-ENC-HLS930C | HPL-2217
21 | 02-HTT-2559, 2565, 2681, 2680 | HPL-2217
22 | 02-HTT-2679, 2504, 2533 | HPL-2217
23 | 02-HTT-2509 | HPL-2217
24 | SPARE | HPL-2217
25 | 02-HTT-2566, 2512, 2506 | HPL-2217
26 | 02-HTT-2508 | HPL-2217
27 | SPARE | HPL-2217
28 | SPARE | HPL-2217
29 | SPARE | HPL-2217
30 | SPARE | HPL-2217
31 | SPARE | HPL-2217
32 | SPARE | HPL-2217
33 | SPARE | HPL-2217
34 | SPARE | HPL-2217
35 | SPARE | HPL-2217
36 | SPARE | HPL-2217
37 | SPARE | HPL-2217
38 | SPARE | HPL-2217
39 | SPARE | HPL-2217
40 | SPARE | HPL-2217
1 | 00-HTT-0234, 0233, 0113 | HPL-2611
2 | 00-HTT-0143, 0114, 0115 | HPL-2611
3 | 02-HTT-2071, 2117 | HPL-2611
4 | 02-HTT-2080, 2119 | HPL-2611
5 | 02-HTT-2079, 2118 | HPL-2611
6 | 02-HTT-2082, 2248 | HPL-2611
7 | 02-HTT-2081 | HPL-2611
8 | 02-HTT-2084 | HPL-2611
9 | 02-HTT-2085B, 2271 | HPL-2611
10 | 02-HTT-2085A, 2272, 2094 | HPL-2611
11 | 02-HTT-2083, 2249 | HPL-2611
12 | 02-ENC-CND867, AXS710, AXS713 | HPL-2611
13 | 02-HTT-2246A | HPL-2611
14 | 02-HTT-2230, 2255 | HPL-2611
15 | 02-HTT-2251 | HPL-2611
16 | 02-HTT-2207, 2246B | HPL-2611
17 | 02-HTT-2250, 2062 | HPL-2611
18 | 02-HTT-2076 | HPL-2611
19 | 02-HTT-2245A | HPL-2611
20 | 02-HTT-2077 | HPL-2611
21 | 02-ENC-DWS713, DWS717, CND103, 123, 143 | HPL-2611
22 | 02-HTT-2120 | HPL-2611
23 | 00-HTT-0132, 02-HTT-2078 | HPL-2611
24 | 02-ENC-CND215, 205, 115, 235, 135, 155 | HPL-2611
25 | 02-HTT-2233 | HPL-2611
26 | SPARE | HPL-2611
27 | SPARE | HPL-2611
28 | 02-HTT-2096A, B | HPL-2611
29 | SPARE | HPL-2611
30 | 02-HTT-2097 | HPL-2611
31 | SPARE | HPL-2611
32 | SPARE | HPL-2611
33 | SPARE | HPL-2611
34 | SPARE | HPL-2611
35 | SPARE | HPL-2611
36 | SPARE | HPL-2611
37 | SPARE | HPL-2611
38 | SPARE | HPL-2611
39 | SPARE | HPL-2611
40 | SPARE | HPL-2611