## u1
Unit | Tagged | Standard | ID | Description | Location | Equip | Equipment | Extra Info | Type | System | P&ID | OTHER PID | Normal Pos | Iso Pos | Fluid | Size | Rec ID | Num | T
EXCLUDE | PRINTING | ACC/LRVP A | 01-ARM-MPM-02A | ACC 2 SEAL WTR PMP 02A | 01-ACC-MCC-131, CUBICLE 13FK | no data | no data | no data | 480 V MOLDED CASE BREAKER | no data | no data |  | CLOSED | OPEN | no data | no data | 4608.0 | 2307 | Electr
EXCLUDE | PRINTING | ACC/LRVP B | 01-ARM-MPM-02B | ACC 2 SEAL WTR PMP 02B | 01-ACC-MCC-231, CUBICLE15FH | no data | no data | no data | 480 V MOLDED CASE BREAKER | no data | no data |  | CLOSED | OPEN | no data | no data | 4636.0 | 2308 | Electr
EXCLUDE | PRINTING | ACC/LRVP C | 01-ARM-MPM-02C | ACC 2 SEAL WTR PMP 02C | 01-ACC-MCC-151, CUBICLE14FB | no data | no data | no data | 480 V MOLDED CASE BREAKER | no data | no data |  | CLOSED | OPEN | no data | no data | 4693.0 | 2309 | Electr
EXCLUDE | PRINTING | ACC/LRVP D | 01-ARM-MPM-02D | ACC 2 SEAL WTR PMP 02D | 01-ACC-MCC-251, CUBICLE15FB | no data | no data | no data | 480 V MOLDED CASE BREAKER | no data | no data |  | CLOSED | OPEN | no data | no data | 4713.0 | 2310 | Electr
EXCLUDE | PRINTING | ACC/LRVP E | 01-ARM-MPM-02E | ACC 2 SEAL WTR PMP 02E | 01-ACC-MCC-251, CUBICLE15FD | no data | no data | no data | 480 V MOLDED CASE BREAKER | no data | no data |  | CLOSED | OPEN | no data | no data | 4714.0 | 2311 | Electr
EXCLUDE | no | CCW/ CCW PMP A | 01-CCW-MPM-01A | U2 CLOSED COOLING WATER PUMP A | MVB SWITCHGEAR 11, CUBICLE 04B | no data | no data | no data | FUES | no data | no data |  | CLOSED | OPEN | no data | no data | 3906.0 | 2467 | Electr
EXCLUDE | no | CCW/ CCW PMP B | 01-CCW-MPM-01B | U2 CLOSED COOLING WATER PUMP B | MVB SWITCHGEAR 21, CUBICLE 02B | no data | no data | no data | FUES | no data | no data |  | CLOSED | OPEN | no data | no data | 3916.0 | 2468 | Electr
Unit 2 | no | 220VDC RECTIFIER | 01BTL01, BR Q5.1 | U2 220V DC FEED TO LOAD | TCP | no data | no data | no data | 480 V CIRCUIT BREAKER | no data | no data |  | CLOSED | OPEN | no data | no data | 6765.0 | 2429 | Mitsu
Unit 2 | no | 220VDC RECTIFIER | 01BTL01, BR Q5.2 | U2 220V DC FEED TO LOAD | TCP | no data | no data | no data | DC Breaker | no data | no data |  | CLOSED | OPEN | no data | no data | 6761.0 | 2430 | Mitsu
Unit 2 | no | 220VDC RECTIFIER | 01BTL01, BR Q5.3 | U2 220V DC FEED TO LOAD | TCP | no data | no data | no data | 480 V MOLDED CASE BREAKER | no data | no data |  | CLOSED | OPEN | no data | no data | 6660.0 | 2434 | Electr
Unit 2 | no | 220VDC RECTIFIER | 01BTL01, BR Q4 | U2 220V DC FEED TO RECTIFIER | TCP | no data | no data | no data | 480 V MOLDED CASE BREAKER | no data | no data |  | CLOSED | OPEN | no data | no data | 5045.0 | 2428 | Mitsu
Unit 2 | no | 220VDC RECTIFIER | 01BTL01 220V DC RECTIFIER PANEL | U2 480V AC FEED TO RECTIFIER PANEL | TCP | no data | no data | no data | 480 V MOLDED CASE BREAKER | no data | no data |  | CLOSED | OPEN | no data | no data | 6661.0 | 2435 | Electr
Unit 2 | no | 220VDC RECTIFIER | 01BFJ01 | U2 480V AC FEED TO RECTIFIER PANEL | TCP | [7 empty] | CLOSED | OPEN
Unit 2 | no | ACC | 01-YV-CND871 | ACC NC GAS VALVE ROW 1 | UNDER ACC WEST |  |  |  |  | ACC |  |  | OEPN | CLOSED
Unit 2 | no | ACC | 01-YV-CND872 | ACC NC GAS VALVE ROW 2 | UNDER ACC EAST |  |  |  |  | ACC |  |  | OEPN | CLOSED
Unit 2 | no | ACC | 01-MOV-CND-814 | ACC STM VLV ROW 1 HANDWHEEL | ACC NW | no data | no data | STEAM VALVE, ROW 1 | MOTOR | ACC | 11737.0 |  | AUTO | CLOSED | STEAM | 140" | no data | 3281 | MOV
EXCLUDE | no | ACC | 01-MOV-CND814 | ACC STM VLV ROW 1 PWR 480VAC | 01-LVB--PPL-1311, BR10ACC MCC ENCLOSURE | no data | no data | no data | 480 V CIRCUIT BREACKER | ACC | no data |  | CLOSED | OPEN | no data | no data | 4675.0 | 3280 | MOV
Unit 2 | no | ACC | 01-VCND814A | ACC STM VLV ROW 1 TRAP BYP | ACC NW |  |  |  |  | ACC |  |  | CLOSED | CLOSED
Unit 2 | no | ACC | 01-VCND814B | ACC STM VLV ROW 1 TRAP IN | ACC NW |  |  |  |  | ACC |  |  | OPEN | CLOSED
Unit 2 | no | ACC | 01-VCND814C | ACC STM VLV ROW 1 TRAP OUT | ACC NW |  |  |  |  | ACC |  |  | OPEN | CLOSED
Unit 2 | no | ACC | 01-MOV-CND-815 | ACC STM VLV ROW 2 HANDWHEEL | ACC NE | no data | no data | STEAM VALVE, ROW 2 | MOTOR | ACC | 11737.0 |  | AUTO | CLOSED | STEAM | 140" | no data | 3283 | MOV
EXCLUDE | no | ACC | 01-MOV-CND815 | ACC STM VLV ROW 2 PWR 480VAC | 01-LVB--PPL-1311, BR12ACC MCC ENCLOSURE | no data | no data | no data | 480 V CIRCUIT BREACKER | ACC | no data |  | CLOSED | OPEN | no data | no data | 4676.0 | 3282 | MOV
Unit 2 | no | ACC | 01-VCND815A | ACC STM VLV ROW 2 TRAP BYP | ACC NE |  |  |  |  | ACC |  |  | CLOSED | CLOSED
Unit 2 | no | ACC | 01-VCND815B | ACC STM VLV ROW 2 TRAP IN | ACC NE |  |  |  |  | ACC |  |  | OPEN | CLOSED
Unit 2 | no | ACC | 01-VCND815C | ACC STM VLV ROW 2 TRAP OUT | ACC NE |  |  |  |  | ACC |  |  | OPEN | CLOSED
EXCLUDE | no | ACC/ACC FANS | 01-ACC-MFN-01A | Unit 2 ACC FAN 01A | 01-ACC-MCC-131, CUBICLE 4FM | no data | no data | no data | 480 V MOLDED CASE BREAKER | ACC | no data |  | CLOSED | OPEN | no data | no data | 4594.0 | 2222 | Electr
EXCLUDE | no | ACC/ACC FANS | 01-ACC-MFN-01B | Unit 2 ACC FAN 01B | 01-ACC-MCC-231, CUBICLE9FM | no data | no data | no data | 480 V MOLDED CASE BREAKER | ACC | no data |  | CLOSED | OPEN | no data | no data | 4628.0 | 2223 | Electr
EXCLUDE | no | ACC/ACC FANS | 01-ACC-MFN-01C | Unit 2 ACC FAN 01C | 01-ACC-MCC-131, CUBICLE 5FM | no data | no data | no data | 480 V MOLDED CASE BREAKER | ACC | no data |  | CLOSED | OPEN | no data | no data | 4595.0 | 2224 | Electr
EXCLUDE | no | ACC/ACC FANS | 01-ACC-MFN-01D | Unit 2 ACC FAN 01D | 01-ACC-MCC-231, CUBICLE10FM | no data | no data | no data | 480 V MOLDED CASE BREAKER | ACC | no data |  | CLOSED | OPEN | no data | no data | 4629.0 | 2225 | Electr
EXCLUDE | no | ACC/ACC FANS | 01-ACC-MFN-01E | Unit 2 ACC FAN 01E | 01-ACC-MCC-131, CUBICLE 6FM | no data | no data | no data | 480 V MOLDED CASE BREAKER | ACC | no data |  | CLOSED | OPEN | no data | no data | 4596.0 | 2226 | Electr
EXCLUDE | no | ACC/ACC FANS | 01-ACC-MFN-01F | Unit 2 ACC FAN 01F | 01-ACC-MCC-231, CUBICLE11FM | no data | no data | no data | 480 V MOLDED CASE BREAKER | ACC | no data |  | CLOSED | OPEN | no data | no data | 4630.0 | 2227 | Electr
EXCLUDE | no | ACC/ACC FANS | 01-ACC-MFN-02A | Unit 2 ACC FAN 02A | 01-ACC-MCC-231, CUBICLE6FM | no data | no data | no data | 480 V MOLDED CASE BREAKER | ACC | no data |  | CLOSED | OPEN | no data | no data | 4625.0 | 2228 | Electr
EXCLUDE | no | ACC/ACC FANS | 01-ACC-MFN-02B | Unit 2 ACC FAN 02B | 01-ACC-MCC-131, CUBICLE 7FM | no data | no data | no data | 480 V MOLDED CASE BREAKER | ACC | no data |  | CLOSED | OPEN | no data | no data | 4597.0 | 2229 | Electr
EXCLUDE | no | ACC/ACC FANS | 01-ACC-MFN-02C | Unit 2 ACC FAN 02C | 01-ACC-MCC-231, CUBICLE7FM | no data | no data | no data | 480 V MOLDED CASE BREAKER | ACC | no data |  | CLOSED | OPEN | no data | no data | 4626.0 | 2230 | Electr
EXCLUDE | no | ACC/ACC FANS | 01-ACC-MFN-02D | Unit 2 ACC FAN 02D | 01-ACC-MCC-131, CUBICLE 8FM | no data | no data | no data | 480 V MOLDED CASE BREAKER | ACC | no data |  | CLOSED | OPEN | no data | no data | 4598.0 | 2231 | Electr
EXCLUDE | no | ACC/ACC FANS | 01-ACC-MFN-02E | Unit 2 ACC FAN 02E | 01-ACC-MCC-231, CUBICLE8FM | no data | no data | no data | 480 V MOLDED CASE BREAKER | ACC | no data |  | CLOSED | OPEN | no data | no data | 4627.0 | 2232 | Electr
EXCLUDE | no | ACC/ACC FANS | 01-ACC-MFN-02F | Unit 2 ACC FAN 02F | 01-ACC-MCC-131, CUBICLE 9FM | no data | no data | no data | 480 V MOLDED CASE BREAKER | ACC | no data |  | CLOSED | OPEN | no data | no data | 4599.0 | 2233 | Electr
EXCLUDE | no | ACC/ACC FANS | 01-ACC-MFN-03A | Unit 2 ACC FAN 03A | 01-ACC-MCC-151, CUBICLE5FM | no data | no data | no data | 480 V MOLDED CASE BREAKER | ACC | no data |  | CLOSED | OPEN | no data | no data | 4685.0 | 2234 | Electr
EXCLUDE | no | ACC/ACC FANS | 01-ACC-MFN-03B | Unit 2 ACC FAN 03B | 01-ACC-MCC-251, CUBICLE9FM | no data | no data | no data | 480 V MOLDED CASE BREAKER | ACC | no data |  | CLOSED | OPEN | no data | no data | 4707.0 | 2235 | Electr
EXCLUDE | no | ACC/ACC FANS | 01-ACC-MFN-03C | Unit 2 ACC FAN 03C | 01-ACC-MCC-151, CUBICLE6FM | no data | no data | no data | 480 V MOLDED CASE BREAKER | ACC | no data |  | CLOSED | OPEN | no data | no data | 4686.0 | 2236 | Electr
EXCLUDE | no | ACC/ACC FANS | 01-ACC-MFN-03D | Unit 2 ACC FAN 03D | 01-ACC-MCC-251, CUBICLE10FM | no data | no data | no data | 480 V MOLDED CASE BREAKER | ACC | no data |  | CLOSED | OPEN | no data | no data | 4708.0 | 2237 | Electr
EXCLUDE | no | ACC/ACC FANS | 01-ACC-MFN-03E | Unit 2 ACC FAN 03E | 01-ACC-MCC-151, CUBICLE7FM | no data | no data | no data | 480 V MOLDED CASE BREAKER | ACC | no data |  | CLOSED | OPEN | no data | no data | 4687.0 | 2238 | Electr
EXCLUDE | no | ACC/ACC FANS | 01-ACC-MFN-03F | Unit 2 ACC FAN 03F | 01-ACC-MCC-251, CUBICLE11FM | no data | no data | no data | 480 V MOLDED CASE BREAKER | ACC | no data |  | CLOSED | OPEN | no data | no data | 4709.0 | 2239 | Electr
EXCLUDE | no | ACC/ACC FANS | 01-ACC-MFN-04A | Unit 2 ACC FAN 04A | 01-ACC-MCC-251, CUBICLE6FM | no data | no data | no data | 480 V MOLDED CASE BREAKER | ACC | no data |  | CLOSED | OPEN | no data | no data | 4704.0 | 2240 | Electr
EXCLUDE | no | ACC/ACC FANS | 01-ACC-MFN-04B | Unit 2 ACC FAN 04B | 01-ACC-MCC-151, CUBICLE8FM | no data | no data | no data | 480 V MOLDED CASE BREAKER | ACC | no data |  | CLOSED | OPEN | no data | no data | 4688.0 | 2241 | Electr
EXCLUDE | no | ACC/ACC FANS | 01-ACC-MFN-04C | Unit 2 ACC FAN 04C | 01-ACC-MCC-251, CUBICLE7FM | no data | no data | no data | 480 V MOLDED CASE BREAKER | ACC | no data |  | CLOSED | OPEN | no data | no data | 4705.0 | 2242 | Electr
EXCLUDE | no | ACC/ACC FANS | 01-ACC-MFN-04D | Unit 2 ACC FAN 04D | 01-ACC-MCC-151, CUBICLE9FM | no data | no data | no data | 480 V MOLDED CASE BREAKER | ACC | no data |  | CLOSED | OPEN | no data | no data | 4689.0 | 2243 | Electr
EXCLUDE | no | ACC/ACC FANS | 01-ACC-MFN-04E | Unit 2 ACC FAN 04E | 01-ACC-MCC-251, CUBICLE8FM | no data | no data | no data | 480 V MOLDED CASE BREAKER | ACC | no data |  | CLOSED | OPEN | no data | no data | 4706.0 | 2244 | Electr
EXCLUDE | no | ACC/ACC FANS | 01-ACC-MFN-04F | Unit 2 ACC FAN 04F | 01-ACC-MCC-151, CUBICLE10FM | no data | no data | no data | 480 V MOLDED CASE BREAKER | ACC | no data |  | CLOSED | OPEN | no data | no data | 4690.0 | 2245 | Electr
EXCLUDE | no | ACC/ACC FANS | 01-ACC-HEX-01A | Unit 2 ACC FAN GEARBOX OIL COOLER 01A | 01-ACC-MCC-131, CUBICLE 17FB | no data | no data | no data | 480 V MOLDED CASE BREAKER | ACC | no data |  | CLOSED | OPEN | no data | no data | 4611.0 | 2160 | Electr
EXCLUDE | no | ACC/ACC FANS | 01-ACC-HEX-01B | Unit 2 ACC FAN GEARBOX OIL COOLER 01B | 01-ACC-MCC-231, CUBICLE2FH | no data | no data | no data | 480 V MOLDED CASE BREAKER | ACC | no data |  | CLOSED | OPEN | no data | no data | 4620.0 | 2161 | Electr
EXCLUDE | no | ACC/ACC FANS | 01-ACC-HEX-01C | Unit 2 ACC FAN GEARBOX OIL COOLER 01C | 01-ACC-MCC-131, CUBICLE 17FD | no data | no data | no data | 480 V MOLDED CASE BREAKER | ACC | no data |  | CLOSED | OPEN | no data | no data | 4612.0 | 2162 | Electr
EXCLUDE | no | ACC/ACC FANS | 01-ACC-HEX-01D | Unit 2 ACC FAN GEARBOX OIL COOLER 01D | 01-ACC-MCC-231, CUBICLE2FK | no data | no data | no data | 480 V MOLDED CASE BREAKER | ACC | no data |  | CLOSED | OPEN | no data | no data | 4621.0 | 2163 | Electr
EXCLUDE | no | ACC/ACC FANS | 01-ACC-HEX-01E | Unit 2 ACC FAN GEARBOX OIL COOLER 01E | 01-ACC-MCC-131, CUBICLE 17FF | no data | no data | no data | 480 V MOLDED CASE BREAKER | ACC | no data |  | CLOSED | OPEN | no data | no data | 4613.0 | 2164 | Electr
EXCLUDE | no | ACC/ACC FANS | 01-ACC-HEX-01F | Unit 2 ACC FAN GEARBOX OIL COOLER 01F | 01-ACC-MCC-231, CUBICLE2FM | no data | no data | no data | 480 V MOLDED CASE BREAKER | ACC | no data |  | CLOSED | OPEN | no data | no data | 4622.0 | 2165 | Electr
EXCLUDE | no | ACC/ACC FANS | 01-ACC-HEX-02A | Unit 2 ACC FAN GEARBOX OIL COOLER 02A | 01-ACC-MCC-231, CUBICLE2FB | no data | no data | no data | 480 V MOLDED CASE BREAKER | ACC | no data |  | CLOSED | OPEN | no data | no data | 4617.0 | 2166 | Electr
EXCLUDE | no | ACC/ACC FANS | 01-ACC-HEX-02B | Unit 2 ACC FAN GEARBOX OIL COOLER 02B | 01-ACC-MCC-131, CUBICLE 17FH | no data | no data | no data | 480 V MOLDED CASE BREAKER | ACC | no data |  | CLOSED | OPEN | no data | no data | 4614.0 | 2167 | Electr
EXCLUDE | no | ACC/ACC FANS | 01-ACC-HEX-02C | Unit 2 ACC FAN GEARBOX OIL COOLER 02C | 01-ACC-MCC-231, CUBICLE2FD | no data | no data | no data | 480 V MOLDED CASE BREAKER | ACC | no data |  | CLOSED | OPEN | no data | no data | 4618.0 | 2168 | Electr
EXCLUDE | no | ACC/ACC FANS | 01-ACC-HEX-02D | Unit 2 ACC FAN GEARBOX OIL COOLER 02D | 01-ACC-MCC-131, CUBICLE 17FK | no data | no data | no data | 480 V MOLDED CASE BREAKER | ACC | no data |  | CLOSED | OPEN | no data | no data | 4615.0 | 2169 | Electr
EXCLUDE | no | ACC/ACC FANS | 01-ACC-HEX-02E | Unit 2 ACC FAN GEARBOX OIL COOLER 02E | 01-ACC-MCC-231, CUBICLE2FF | no data | no data | no data | 480 V MOLDED CASE BREAKER | ACC | no data |  | CLOSED | OPEN | no data | no data | 4619.0 | 2170 | Electr
EXCLUDE | no | ACC/ACC FANS | 01-ACC-HEX-02F | Unit 2 ACC FAN GEARBOX OIL COOLER 02F | 01-ACC-MCC-131, CUBICLE 17FM | no data | no data | no data | 480 V MOLDED CASE BREAKER | ACC | no data |  | CLOSED | OPEN | no data | no data | 4616.0 | 2171 | Electr
EXCLUDE | no | ACC/ACC FANS | 01-ACC-HEX-03A | Unit 2 ACC FAN GEARBOX OIL COOLER 03A | 01-ACC-MCC-151, CUBICLE2FB | no data | no data | no data | 480 V MOLDED CASE BREAKER | ACC | no data |  | CLOSED | OPEN | no data | no data | 4677.0 | 2172 | Electr
EXCLUDE | no | ACC/ACC FANS | 01-ACC-HEX-03B | Unit 2 ACC FAN GEARBOX OIL COOLER 03B | 01-ACC-MCC-251, CUBICLE2FH | no data | no data | no data | 480 V MOLDED CASE BREAKER | ACC | no data |  | CLOSED | OPEN | no data | no data | 4699.0 | 2173 | Electr
EXCLUDE | no | ACC/ACC FANS | 01-ACC-HEX-03C | Unit 2 ACC FAN GEARBOX OIL COOLER 03C | 01-ACC-MCC-151, CUBICLE2FD | no data | no data | no data | 480 V MOLDED CASE BREAKER | ACC | no data |  | CLOSED | OPEN | no data | no data | 4678.0 | 2174 | Electr
EXCLUDE | no | ACC/ACC FANS | 01-ACC-HEX-03D | Unit 2 ACC FAN GEARBOX OIL COOLER 03D | 01-ACC-MCC-251, CUBICLE2FK | no data | no data | no data | 480 V MOLDED CASE BREAKER | ACC | no data |  | CLOSED | OPEN | no data | no data | 4700.0 | 2175 | Electr
EXCLUDE | no | ACC/ACC FANS | 01-ACC-HEX-03E | Unit 2 ACC FAN GEARBOX OIL COOLER 03E | 01-ACC-MCC-151, CUBICLE2FF | no data | no data | no data | 480 V MOLDED CASE BREAKER | ACC | no data |  | CLOSED | OPEN | no data | no data | 4679.0 | 2176 | Electr
EXCLUDE | no | ACC/ACC FANS | 01-ACC-HEX-03F | Unit 2 ACC FAN GEARBOX OIL COOLER 03F | 01-ACC-MCC-251, CUBICLE2FM | no data | no data | no data | 480 V MOLDED CASE BREAKER | ACC | no data |  | CLOSED | OPEN | no data | no data | 4701.0 | 2177 | Electr
EXCLUDE | no | ACC/ACC FANS | 01-ACC-HEX-04A | Unit 2 ACC FAN GEARBOX OIL COOLER 04A | 01-ACC-MCC-251, CUBICLE2FB | no data | no data | no data | 480 V MOLDED CASE BREAKER | ACC | no data |  | CLOSED | OPEN | no data | no data | 4696.0 | 2178 | Electr
EXCLUDE | no | ACC/ACC FANS | 01-ACC-HEX-04B | Unit 2 ACC FAN GEARBOX OIL COOLER 04B | 01-ACC-MCC-151, CUBICLE2FH | no data | no data | no data | 480 V MOLDED CASE BREAKER | ACC | no data |  | CLOSED | OPEN | no data | no data | 4680.0 | 2179 | Electr
EXCLUDE | no | ACC/ACC FANS | 01-ACC-HEX-04C | Unit 2 ACC FAN GEARBOX OIL COOLER 04C | 01-ACC-MCC-251, CUBICLE2FD | no data | no data | no data | 480 V MOLDED CASE BREAKER | ACC | no data |  | CLOSED | OPEN | no data | no data | 4697.0 | 2180 | Electr
EXCLUDE | no | ACC/ACC FANS | 01-ACC-HEX-04D | Unit 2 ACC FAN GEARBOX OIL COOLER 04D | 01-ACC-MCC-151, CUBICLE2FK | no data | no data | no data | 480 V MOLDED CASE BREAKER | ACC | no data |  | CLOSED | OPEN | no data | no data | 4681.0 | 2181 | Electr
EXCLUDE | no | ACC/ACC FANS | 01-ACC-HEX-04E | Unit 2 ACC FAN GEARBOX OIL COOLER 04E | 01-ACC-MCC-251, CUBICLE2FF | no data | no data | no data | 480 V MOLDED CASE BREAKER | ACC | no data |  | CLOSED | OPEN | no data | no data | 4698.0 | 2182 | Electr
EXCLUDE | no | ACC/ACC FANS | 01-ACC-HEX-04F | Unit 2 ACC FAN GEARBOX OIL COOLER 04F | 01-ACC-MCC-151, CUBICLE2FM | no data | no data | no data | 480 V MOLDED CASE BREAKER | ACC | no data |  | CLOSED | OPEN | no data | no data | 4682.0 | 2183 | Electr
EXCLUDE | no | ACC/ACC FANS | 01-ACC-HTR-01A | Unit 2 ACC FAN GRBX OIL HTR 01A | 01-LVD-PPL-2311, BR13 outside of ACC MCC enclosure | no data | no data | no data | 208/120VAC CIRCUIT BREAKER | ACC | no data |  | CLOSED | OPEN | no data | no data | 5783.0 | 2184 | Electr
EXCLUDE | no | ACC/ACC FANS | 01-ACC-HTR-01B | Unit 2 ACC FAN GRBX OIL HTR 01B | 01-LVD-PPL-2311, BR15 outside of ACC MCC enclosure | no data | no data | no data | 208/120VAC CIRCUIT BREAKER | ACC | no data |  | CLOSED | OPEN | no data | no data | 5784.0 | 2185 | Electr
EXCLUDE | no | ACC/ACC FANS | 01-ACC-HTR-01C | Unit 2 ACC FAN GRBX OIL HTR 01C | 01-LVD-PPL-2311, BR17 outside of ACC MCC enclosure | no data | no data | no data | 208/120VAC CIRCUIT BREAKER | ACC | no data |  | CLOSED | OPEN | no data | no data | 5757.0 | 2186 | Electr
EXCLUDE | no | ACC/ACC FANS | 01-ACC-HTR-01D | Unit 2 ACC FAN GRBX OIL HTR 01D | 01-LVD-PPL-2311, BR19 outside of ACC MCC enclosure | no data | no data | no data | 208/120VAC CIRCUIT BREAKER | ACC | no data |  | CLOSED | OPEN | no data | no data | 5753.0 | 2187 | Electr
EXCLUDE | no | ACC/ACC FANS | 01-ACC-HTR-01E | Unit 2 ACC FAN GRBX OIL HTR 01E | 01-LVD-PPL-2311, BR21 outside of ACC MCC enclosure | no data | no data | no data | 208/120VAC CIRCUIT BREAKER | ACC | no data |  | CLOSED | OPEN | no data | no data | 5761.0 | 2188 | Electr
EXCLUDE | no | ACC/ACC FANS | 01-ACC-HTR-01F | Unit 2 ACC FAN GRBX OIL HTR 01F | 01-LVD-PPL-2311, BR23 outside of ACC MCC enclosure | no data | no data | no data | 208/120VAC CIRCUIT BREAKER | ACC | no data |  | CLOSED | OPEN | no data | no data | 5785.0 | 2189 | Electr
EXCLUDE | no | ACC/ACC FANS | 01-ACC-HTR-02A | Unit 2 ACC FAN GRBX OIL HTR 02A | 01-LVD-PPL-2311, BR25 outside of ACC MCC enclosure | no data | no data | no data | 208/120VAC CIRCUIT BREAKER | ACC | no data |  | CLOSED | OPEN | no data | no data | 5786.0 | 2190 | Electr
EXCLUDE | no | ACC/ACC FANS | 01-ACC-HTR-02B | Unit 2 ACC FAN GRBX OIL HTR 02B | 01-LVD-PPL-2311, BR27 outside of ACC MCC enclosure | no data | no data | no data | 208/120VAC CIRCUIT BREAKER | ACC | no data |  | CLOSED | OPEN | no data | no data | 5787.0 | 2191 | Electr
EXCLUDE | no | ACC/ACC FANS | 01-ACC-HTR-02C | Unit 2 ACC FAN GRBX OIL HTR 02C | 01-LVD-PPL-2311, BR29 OUTSIDE OF ACC MCC ENCLOSURE | no data | no data | no data | 208/120VAC CIRCUIT BREAKER | ACC | no data |  | CLOSED | OPEN | no data | no data | 5758.0 | 2192 | Electr
EXCLUDE | no | ACC/ACC FANS | 01-ACC-HTR-02D | Unit 2 ACC FAN GRBX OIL HTR 02D | 01-LVD-PPL-2311, BR12 ACC MCC ENCLOSURE | no data | no data | no data | 208/120VAC CIRCUIT BREAKER | ACC | no data |  | CLOSED | OPEN | no data | no data | 5754.0 | 2193 | Electr
EXCLUDE | no | ACC/ACC FANS | 01-ACC-HTR-02E | Unit 2 ACC FAN GRBX OIL HTR 02E | 01-LVD-PPL-2311, BR14 outside of ACC MCC enclosure | no data | no data | no data | 208/120VAC CIRCUIT BREAKER | ACC | no data |  | CLOSED | OPEN | no data | no data | 5762.0 | 2194 | Electr
EXCLUDE | no | ACC/ACC FANS | 01-ACC-HTR-02F | Unit 2 ACC FAN GRBX OIL HTR 02F | 01-LVD-PPL-2311, BR16 outside of ACC MCC enclosure | no data | no data | no data | 208/120VAC CIRCUIT BREAKER | ACC | no data |  | CLOSED | OPEN | no data | no data | 5788.0 | 2195 | Electr
EXCLUDE | no | ACC/ACC FANS | 01-ACC-HTR-03A | Unit 2 ACC FAN GRBX OIL HTR 03A | 01-LVD-PPL-2311, BR18 outside of ACC MCC enclosure | no data | no data | no data | 208/120VAC CIRCUIT BREAKER | ACC | no data |  | CLOSED | OPEN | no data | no data | 5789.0 | 2196 | Electr
EXCLUDE | no | ACC/ACC FANS | 01-ACC-HTR-03B | Unit 2 ACC FAN GRBX OIL HTR 03B | 01-LVD-PPL-2311, BR20 outside of ACC MCC enclosure | no data | no data | no data | 208/120VAC CIRCUIT BREAKER | ACC | no data |  | CLOSED | OPEN | no data | no data | 5790.0 | 2197 | Electr
EXCLUDE | no | ACC/ACC FANS | 01-ACC-HTR-03C | Unit 2 ACC FAN GRBX OIL HTR 03C | 01-LVD-PPL-2311, BR22 outside of ACC MCC enclosure | no data | no data | no data | 208/120VAC CIRCUIT BREAKER | ACC | no data |  | CLOSED | OPEN | no data | no data | 5759.0 | 2198 | Electr
EXCLUDE | no | ACC/ACC FANS | 01-ACC-HTR-03D | Unit 2 ACC FAN GRBX OIL HTR 03D | 01-LVD-PPL-2311, BR24 outside of ACC MCC enclosure | no data | no data | no data | 208/120VAC CIRCUIT BREAKER | ACC | no data |  | CLOSED | OPEN | no data | no data | 5755.0 | 2199 | Electr
EXCLUDE | no | ACC/ACC FANS | 01-ACC-HTR-03E | Unit 2 ACC FAN GRBX OIL HTR 03E | 01-LVD-PPL-2311, BR26 outside of ACC MCC enclosure | no data | no data | no data | 208/120VAC CIRCUIT BREAKER | ACC | no data |  | CLOSED | OPEN | no data | no data | 5763.0 | 2200 | Electr
EXCLUDE | no | ACC/ACC FANS | 01-ACC-HTR-03F | Unit 2 ACC FAN GRBX OIL HTR 03F | 01-LVD-PPL-2311, BR28 outside of ACC MCC enclosure | no data | no data | no data | 208/120VAC CIRCUIT BREAKER | ACC | no data |  | CLOSED | OPEN | no data | no data | 5791.0 | 2201 | Electr
EXCLUDE | no | ACC/ACC FANS | 01-ACC-HTR-04A | Unit 2 ACC FAN GRBX OIL HTR 04A | 01-LVD-PPL-2311, BR30 outside of ACC MCC enclosure | no data | no data | no data | 208/120VAC CIRCUIT BREAKER | ACC | no data |  | CLOSED | OPEN | no data | no data | 5792.0 | 2202 | Electr
EXCLUDE | no | ACC/ACC FANS | 01-ACC-HTR-04B | Unit 2 ACC FAN GRBX OIL HTR 04B | 01-LVD-PPL-1311, BR15ACC MCC ENCLOSURE | no data | no data | no data | 208/120VAC CIRCUIT BREAKER | ACC | no data |  | CLOSED | OPEN | no data | no data | 4646.0 | 2203 | Electr
EXCLUDE | no | ACC/ACC FANS | 01-ACC-HTR-04C | Unit 2 ACC FAN GRBX OIL HTR 04C | 01-LVD-PPL-1311, BR20ACC MCC ENCLOSURE | no data | no data | no data | 208/120VAC CIRCUIT BREAKER | ACC | no data |  | CLOSED | OPEN | no data | no data | 4662.0 | 2204 | Electr
EXCLUDE | no | ACC/ACC FANS | 01-ACC-HTR-04D | Unit 2 ACC FAN GRBX OIL HTR 04D | 01-LVD-PPL-2511, BR25ACC MCC ENCLOSURE | no data | no data | no data | 208/120VAC CIRCUIT BREAKER | ACC | no data |  | CLOSED | OPEN | no data | no data | 4733.0 | 2205 | Electr
EXCLUDE | no | ACC/ACC FANS | 01-ACC-HTR-04E | Unit 2 ACC FAN GRBX OIL HTR 04E | 01-LVD-PPL-2511, BR16ACC MCC ENCLOSURE | no data | no data | no data | 208/120VAC CIRCUIT BREAKER | ACC | no data |  | CLOSED | OPEN | no data | no data | 4744.0 | 2206 | Electr
EXCLUDE | no | ACC/ACC FANS | 01-ACC-HTR-04F | Unit 2 ACC FAN GRBX OIL HTR 04F | 01-LVD-PPL-2511, BR20ACC MCC ENCLOSURE | no data | no data | no data | 208/120VAC CIRCUIT BREAKER | ACC | no data |  | CLOSED | OPEN | no data | no data | 4746.0 | 2207 | Electr
EXCLUDE | no | ACC/ACC GLYCOL | 01-ARM-MFN-01 | ACC 2 GLYCOL HX FAN 01 | 01-ACC-MCC-131, CUBICLE 13FD | no data | no data | no data | 480 V MOLDED CASE BREAKER | ACC | no data |  | CLOSED | OPEN | no data | no data | 4605.0 | 2297 | Electr
EXCLUDE | no | ACC/ACC GLYCOL | 01-ARM-MFN-02 | ACC 2 GLYCOL HX FAN 02 | 01-ACC-MCC-131, CUBICLE 13FF | no data | no data | no data | 480 V MOLDED CASE BREAKER | ACC | no data |  | CLOSED | OPEN | no data | no data | 4606.0 | 2298 | Electr
EXCLUDE | no | ACC/ACC GLYCOL | 01-ARM-MFN-03 | ACC 2 GLYCOL HX FAN 03 | 01-ACC-MCC-131, CUBICLE 13FH | no data | no data | no data | 480 V MOLDED CASE BREAKER | ACC | no data |  | CLOSED | OPEN | no data | no data | 4607.0 | 2299 | Electr
EXCLUDE | no | ACC/ACC GLYCOL | 01-ARM-MFN-04 | ACC 2 GLYCOL HX FAN 04 | 01-ACC-MCC-231, CUBICLE15FB | no data | no data | no data | 480 V MOLDED CASE BREAKER | ACC | no data |  | CLOSED | OPEN | no data | no data | 4633.0 | 2300 | Electr
EXCLUDE | no | ACC/ACC GLYCOL | 01-ARM-MFN-05 | ACC 2 GLYCOL HX FAN 05 | 01-ACC-MCC-231, CUBICLE15FD | no data | no data | no data | 480 V MOLDED CASE BREAKER | ACC | no data |  | CLOSED | OPEN | no data | no data | 4634.0 | 2301 | Electr
Unit 2 | no | ACC/ACC GLYCOL | 01-ARM-V967B | ACC/ACC GLYCOL PUMP A DISCHARGE ISO | VACUUM SKID |  |  |  |  | ACC |  |  | OPEN | CLOSED
Unit 2 | no | ACC/ACC GLYCOL | 01-ARM-V967A | ACC/ACC GLYCOL PUMP A SUCTION ISO | VACUUM SKID |  |  |  |  | ACC |  |  | OPEN | CLOSED
Unit 2 | no | ACC/ACC GLYCOL | 01-ARM-V968B | ACC/ACC GLYCOL PUMP B DISCHARGE ISO | VACUUM SKID |  |  |  |  | ACC |  |  | OPEN | CLOSED
Unit 2 | no | ACC/ACC GLYCOL | 01-ARM-V968A | ACC/ACC GLYCOL PUMP B SUCTION ISO | VACUUM SKID |  |  |  |  | ACC |  |  | OPEN | CLOSED
Unit 2 | no | ACC/ACC GLYCOL | 01-ARM-V969B | ACC/ACC GLYCOL PUMP C DISCHARGE ISO | VACUUM SKID |  |  |  |  | ACC |  |  | OPEN | CLOSED
Unit 2 | no | ACC/ACC GLYCOL | 01-ARM-V969A | ACC/ACC GLYCOL PUMP C SUCTION ISO | VACUUM SKID |  |  |  |  | ACC |  |  | OPEN | CLOSED
Unit 2 | no | ACC/ACC GLYCOL | 01-V-ARM-972D | FIN FAN GLYCOL SYSTEM DRAIN | VACUUM SKID | no data | no data | FIN FAN GLYCOL SYSTEM DRAIN | MANUAL | ACC | 11737.0 |  | CLOSED | OPEN | Glycol Mix | 1" | no data | 4016 | V
Unit 2 | no | ACC/ACC GLYCOL | 01-V-ARM-972E | FIN FAN GLYCOL SYSTEM VENT | VACUUM SKID | no data | no data | FIN FAN GLYCOL SYSTEM VENT | MANUAL | ACC | 11737.0 |  | CLOSED | OPEN | Glycol Mix | 1" | no data | 4017 | V
Unit 2 | no | ACC/ACC GLYCOL | 01-V-ARM-972A | LRVP GLYCOL SYSTEM DRAIN | VACUUM SKID | no data | no data | LRVP GLYCOL SYSTEM DRAIN | MANUAL | ACC | 11737.0 |  | CLOSED | OPEN | Glycol Mix | 1" | no data | 4013 | V
Unit 2 | no | ACC/ACC GLYCOL | 01-V-ARM-972B | LRVP GLYCOL SYSTEM DRAIN | VACUUM SKID | no data | no data | LRVP GLYCOL SYSTEM DRAIN | MANUAL | ACC | 11737.0 |  | CLOSED | OPEN | Glycol Mix | 1" | no data | 4014 | V
Unit 2 | no | ACC/ACC GLYCOL | 01-V-ARM-972C | LRVP GLYCOL SYSTEM DRAIN | VACUUM SKID | no data | no data | LRVP GLYCOL SYSTEM DRAIN | MANUAL | ACC | 11737.0 |  | CLOSED | OPEN | Glycol Mix | 1" | no data | 4015 | V
Unit 2 | PRINTING | ACC/LRVP A | 01-V-ARM-890 | LRVP A GLYCOL HX DRAIN | VACUUM SKID | no data | no data | LRVP GLYCOL SYSTEM RETURN DRAIN | MANUAL | ACC | 11737.0 |  | CLOSED | OPEN | Glycol Mix | 1" | no data | 3998 | V
Unit 2 | PRINTING | ACC/LRVP A | 01-V-ARM-971A | LRVP A GLYCOL RETURN ISO | VACUUM SKID | no data | no data | GLYCOL RETURN BLOCK VALVE-SKID A | HANDWHEEL | ACC | 11737.0 |  | OPEN | CLOSED | 55% GLYCOL | 3" | no data | 4008 | V
Unit 2 | PRINTING | ACC/LRVP A | 01-V-ARM-970A | LRVP A GLYCOL SUPPLY ISO | VACUUM SKID | no data | no data | GLYCOL SUPPLY BLOCK VALVE-SKID A | HANDWHEEL | ACC | 11737.0 |  | OPEN | CLOSED | 55% GLYCOL | 3" | no data | 4003 | V
Unit 2 | PRINTING | ACC/LRVP A | 01-VINA132 | LRVP A INA SUPPLY TO YV-888 | VACUUM SKID | no data | no data | END USER ISOLATION | no data | INA | PD-557 |  | OPEN | CLOSED | AIR | 0.75" | 1703.0 | 5986 | V
Unit 2 | PRINTING | ACC/LRVP A | 01-ARM-YV-883 | LRVP A INLET AOV | VACUUM SKID | no data | no data | INLET ISO | PNEUMATIC | ACC | 11737.0 |  | OPEN | CLOSED | Air | 8" | no data | 2380 | no data
Unit 2 | PRINTING | ACC/LRVP A | 01-ARM-V-883 | LRVP A INLET ISO | VACUUM SKID | no data | no data | INLET ISO | LEVER | ACC | 11737.0 |  | OPEN | CLOSED | no data | 8" | no data | 2315 | V
Unit 2 | PRINTING | ACC/LRVP A | 01-VINA417 | LRVP A MAIN INA SUPPLY VALVE TO 01-ARM-SKD-01A | VACUUM SKID | no data | no data | STUB-UP ISOLATION | no data | INA | PD-557 |  | OPEN | CLOSED | AIR | 1" | no data | 6246 | V
Unit 2 | PRINTING | ACC/LRVP A | 01-ARM-V-888A | LRVP A MAKEUP BYPASS VALVE | VACUUM SKID | no data | no data | MAKEUP BYPASS VALVE | MANUAL | ACC | 11737.0 |  | CLOSED | CLOSED | Water | 1" | no data | 2321 | V
Unit 2 | PRINTING | ACC/LRVP A | 01-VCND316 | LRVP A MAKEUP DRAIN BEFORE VSWS118 | VACUUM SKID |  |  |  |  | ACC |  |  | CLOSED | OPEN
Unit 2 | PRINTING | ACC/LRVP A | 01-ARM-V-888C | LRVP A MAKEUP DRAIN BETWEEN VSWS118 AND ARMV888E | VACUUM SKID | no data | no data | Y STRAINER BLOW DOWN VALVE | MANUAL | ACC | 11737.0 |  | CLOSED | OPEN | Water | 0.38" | no data | 2323 | V
Unit 2 | PRINTING | ACC/LRVP A | 01-ARM-V-888B | LRVP A MAKEUP ISO | VACUUM SKID | no data | no data | MAKEUP ISO | MANUAL | ACC | 11737.0 |  | OPEN | CLOSED | Water | 1" | no data | 2322 | V
Unit 2 | PRINTING | ACC/LRVP A | 01-ARM-V-888E | LRVP A MAKEUP ISO | VACUUM SKID | no data | no data | MAKEUP ISO | MANUAL | ACC | 11737.0 |  | OPEN | CLOSED | Water | 1" | no data | 2325 | V
Unit 2 | PRINTING | ACC/LRVP A | 01-VSWS118 | LRVP A MAKEUP ISOLATION | VACUUM SKID | no data | no data | VACUUM PUMP MAKEUP ISOLATION | no data | SWS | PD-395 |  | OPEN | CLOSED | Water | 1" | 1934.0 | 6533 | V
Unit 2 | PRINTING | ACC/LRVP A | 01-ARM-V-886A | LRVP A SEAL WATER ADJUSTING VALVE | VACUUM SKID | no data | no data | SEAL WATER ADJUSTING VALVE | MANUAL | ACC | 11737.0 |  | OPEN | CLOSED | Water | 1.5" | no data | 2319 | V
Unit 2 | PRINTING | ACC/LRVP A | 01-ARM-V-885A | LRVP A SEAL WATER ISO | VACUUM SKID | no data | no data | SEAL WATER ISO | MANUAL | ACC | 11737.0 |  | OPEN | CLOSED | Water | 3" | no data | 2317 | V
Unit 2 | PRINTING | ACC/LRVP A | 01-ARM-V-885B | LRVP A SEAL WATER PUMP SUCTION DRAIN | VACUUM SKID | no data | no data | Y STRAINER BLOW DOWN VALVE | MANUAL | ACC | 11737.0 |  | CLOSED | OPEN | Water | 0.5" | no data | 2318 | V
EXCLUDE | PRINTING | ACC/LRVP A | 01-ARM-HTR-888 | LRVP A SEP TNK SEAL WTR HTR 888 120VAC | 01-LVD-PPL-1311, BR13ACC MCC ENCLOSURE | no data | no data | no data | 208/120VAC CIRCUIT BREAKER | ACC | no data |  | CLOSED | OPEN | no data | no data | 4645.0 | 2251 | Electr
Unit 2 | PRINTING | ACC/LRVP A | 01-ARM-V-886B | LRVP A SPRAY NOZZLE ADJUSTING VALVE | VACUUM SKID | no data | no data | SPRAY NOZZLE ADJUSTING VALVE | MANUAL | ACC | 11737.0 |  | OPEN | CLOSED | Water | 2" | no data | 2320 | V
Unit 2 | PRINTING | ACC/LRVP A | 01-ARM-V-888D | LRVP A SYSTEM DRAIN VALVE | VACUUM SKID | no data | no data | SYSTEM DRAIN VALVE | MANUAL | ACC | 11737.0 |  | CLOSED | OPEN | Water | 1" | no data | 2324 | V
Unit 2 | PRINTING | ACC/LRVP A | 01-VINA134 | LRVP B INA SUPPLY TO YV-895 | VACUUM SKID | no data | no data | END USER ISOLATION | no data | INA | PD-557 |  | OPEN | CLOSED | AIR | 0.75" | 1705.0 | 5988 | V
Unit 2 | PRINTING | ACC/LRVP A | 01-VINA131 | U2 LRVP A INA TO YV-883 | U2 VACUUM PUMP AREA | no data | no data | END USER ISOLATION | no data | INA | PD-557 |  | OPEN | CLOSED | AIR | 0.75" | 6428.0 | 5985 | V
EXCLUDE | PRINTING | ACC/LRVP B | 01-ARM-HTR-895 | ACC 2 LRVP SEP TNK SEAL WTR HTR 895 120VAC | 01-LVD-PPL-1311, BR6ACC MCC ENCLOSURE | no data | no data | no data | 208/120VAC CIRCUIT BREAKER | no data | no data |  | CLOSED | OPEN | no data | no data | 4655.0 | 2252 | Electr
Unit 2 | PRINTING | ACC/LRVP B | 01-V-ARM-897 | LRVP B GLYCOL HX DRAIN | VACUUM SKID | no data | no data | LRVP GLYCOL SYSTEM RETURN DRAIN | MANUAL | HLTCACC | 11737.0 |  | CLOSED | OPEN | Glycol Mix | 1" | no data | 3999 | V
Unit 2 | PRINTING | ACC/LRVP B | 01-V-ARM-971B | LRVP B GLYCOL RETURN ISO | VACUUM SKID | no data | no data | GLYCOL RETURN BLOCK VALVE-SKID B | HANDWHEEL | HLTCACC | 11737.0 |  | OPEN | CLOSED | 55% GLYCOL | 3" | no data | 4009 | V
Unit 2 | PRINTING | ACC/LRVP B | 01-V-ARM-970B | LRVP B GLYCOL SUPPLY ISO | VACUUM SKID | no data | no data | GLYCOL SUPPLY BLOCK VALVE-SKID B | HANDWHEEL | HLTCACC | 11737.0 |  | OPEN | CLOSED | 55% GLYCOL | 3" | no data | 4004 | V
Unit 2 | PRINTING | ACC/LRVP B | 01-VINA418 | LRVP B INA TO YV-895 ISO | VACUUM SKID | no data | no data | END USER ISOLATION | no data | INA | PD-557 |  | OPEN | CLOSED | AIR | 0.75" | no data | 6247 | V
Unit 2 | PRINTING | ACC/LRVP B | 01-ARM-YV-890 | LRVP B INLET AOV | VACUUM SKID | no data | no data | INLET ISO | PNEUMATIC | HLTCACC | 11737.0 |  | OPEN | CLOSED | Air | 8" | no data | 2383 | no data
Unit 2 | PRINTING | ACC/LRVP B | 01-ARM-V-890 | LRVP B INLET ISO | VACUUM SKID | no data | no data | INLET ISO | LEVER | HLTCACC | 11737.0 |  | OPEN | CLOSED | no data | 8" | no data | 2328 | V
Unit 2 | PRINTING | ACC/LRVP B | 01-VINA101 | LRVP B MAIN INA SUPPLY VALVE TO 01-ARM-SKD-01B | Unit 2 VACUUM PUMP AREA WEST SIDE | no data | no data | STUB-UP ISOLATION | no data | INA | PD-557 |  | OPEN | CLOSED | AIR | 1" | 1672.0 | 5955 | V
Unit 2 | PRINTING | ACC/LRVP B | 01-ARM-V-895B | LRVP B MAKEUP BLOCK ISO | VACUUM SKID | no data | no data | MAKEUP ISO | MANUAL | HLTCACC | 11737.0 |  | OPEN | CLOSED | Water | 1" | no data | 2335 | V
Unit 2 | PRINTING | ACC/LRVP B | 01-ARM-V-895A | LRVP B MAKEUP BYPASS VALVE | VACUUM SKID | no data | no data | MAKEUP BYPASS VALVE | MANUAL | HLTCACC | 11737.0 |  | CLOSED | CLOSED | Water | 1" | no data | 2334 | V
Unit 2 | PRINTING | ACC/LRVP B | 01-VCND391 | LRVP B MAKEUP DRAIN BEFORE VSWS115 | VACUUM SKID |  |  |  |  | ACC |  |  | CLOSED | OPEN
Unit 2 | PRINTING | ACC/LRVP B | 01-ARM-V-895C | LRVP B MAKEUP DRAIN BETWEEN VSWS115 AND ARMV895E | VACUUM SKID | no data | no data | Y STRAINER BLOW DOWN VALVE | MANUAL | HLTCACC | 11737.0 |  | CLOSED | OPEN | Water | 0.38" | no data | 2336 | V
Unit 2 | PRINTING | ACC/LRVP B | 01-ARM-V-895E | LRVP B MAKEUP ROOT ISO | VACUUM SKID | no data | no data | MAKEUP ISO | MANUAL | HLTCACC | 11737.0 |  | OPEN | CLOSED | Water | 1" | no data | 2338 | V
Unit 2 | PRINTING | ACC/LRVP B | 01-ARM-V-893A | LRVP B SEAL WATER ADJUSTING VALVE | VACUUM SKID | no data | no data | SEAL WATER ADJUSTING VALVE | Manual | HLTCACC | 11737.0 |  | OPEN | CLOSED | Water | 1.5" | no data | 2332 | V
Unit 2 | PRINTING | ACC/LRVP B | 01-ARM-V-892A | LRVP B SEAL WATER ISO | VACUUM SKID | no data | no data | SEAL WATER ISO | MANUAL | HLTCACC | 11737.0 |  | OPEN | CLOSED | Water | 3" | no data | 2330 | V
Unit 2 | PRINTING | ACC/LRVP B | 01-ARM-V-892B | LRVP B SEAL WATER PUMP SUCTION DRAIN | VACUUM SKID | no data | no data | Y STRAINER BLOW DOWN VALVE | MANUAL | HLTCACC | 11737.0 |  | CLOSED | OPEN | Water | 0.5" | no data | 2331 | V
Unit 2 | PRINTING | ACC/LRVP B | 01-ARM-V-893B | LRVP B SPRAY NOZZLE ADJUSTING VALVE | VACUUM SKID | no data | no data | SPRAY NOZZLE ADJUSTING VALVE | MANUAL | HLTCACC | 11737.0 |  | OPEN | CLOSED | Water | 2" | no data | 2333 | V
Unit 2 | PRINTING | ACC/LRVP B | 01-ARM-V-895D | LRVP B SYSTEM DRAIN VALVE | VACUUM SKID | no data | no data | SYSTEM DRAIN VALVE | MANUAL | HLTCACC | 11737.0 |  | CLOSED | OPEN | Water | 1" | no data | 2337 | V
Unit 2 | PRINTING | ACC/LRVP B | 01-VSWS115 | LRVP B VACUUM PUMP MAKEUP ISOLATION | VACUUM SKID | no data | no data | VACUUM PUMP MAKEUP ISOLATION | no data | SWS | PD-395 |  | OPEN | CLOSED | Water | 1" | 1933.0 | 6532 | V
EXCLUDE | PRINTING | ACC/LRVP C | 01-ARM-HTR-901 | ACC 2 LRVP SEP TNK SEAL WTR HTR 901 120VAC | 01-LVD-PPL-1311, BR22ACC MCC ENCLOSURE | no data | no data | no data | 208/120VAC CIRCUIT BREAKER | no data | no data |  | CLOSED | OPEN | no data | no data | 4663.0 | 2253 | Electr
Unit 2 | PRINTING | ACC/LRVP C | 01-VINA199 | LRVP C MAIN INA SUPPLY TO 01-ARM-SKD-01C | Unit 2 VACUUM PUMP AREA WESTSIDE | no data | no data | STUB-UP ISOLATION | no data | INA | PD-557 |  | OPEN | CLOSED | AIR | 1" | 1770.0 | 6053 | V
Unit 2 | PRINTING | ACC/LRVP C | 01-V-ARM-905 | LRVP C GLYCOL HX DRAIN | VACUUM SKID | no data | no data | LRVP GLYCOL SYSTEM RETURN DRAIN | MANUAL | HLTCACC | 11737.0 |  | CLOSED | OPEN | Glycol Mix | 1" | no data | 4000 | V
Unit 2 | PRINTING | ACC/LRVP C | 01-V-ARM-971C | LRVP C GLYCOL RETURN ISO | VACUUM SKID | no data | no data | GLYCOL RETURN BLOCK VALVE-SKID C | HANDWHEEL | HLTCACC | 11737.0 |  | OPEN | CLOSED | 55% GLYCOL | 3" | no data | 4010 | V
Unit 2 | PRINTING | ACC/LRVP C | 01-V-ARM-970C | LRVP C GLYCOL SUPPLY ISO | VACUUM SKID | no data | no data | GLYCOL SUPPLY BLOCK VALVE-SKID C | HANDWHEEL | HLTCACC | 11737.0 |  | OPEN | CLOSED | 55% GLYCOL | 3" | no data | 4005 | V
Unit 2 | PRINTING | ACC/LRVP C | 01-VINA137 | LRVP C INA SUPPLY TO YV-898 | Unit 2 VACUUM PUMP AREA | no data | no data | END USER ISOLATION | no data | INA | PD-557 |  | OPEN | CLOSED | AIR | 0.75" | 1708.0 | 5991 | V
Unit 2 | PRINTING | ACC/LRVP C | 01-VINA138 | LRVP C INA SUPPLY TO YV-903 | Unit 2 VACUUM PUMP AREA | no data | no data | END USER ISOLATION | no data | INA | PD-557 |  | OPEN | CLOSED | AIR | 0.75" | 1709.0 | 5992 | V
Unit 2 | PRINTING | ACC/LRVP C | 01-ARM-YV-898 | LRVP C INLET AOV | VACUUM SKID | no data | no data | INLET ISO | PNEUMATIC | HLTCACC | 11737.0 |  | OPEN | CLOSED | Air | 8" | no data | 2386 | no data
Unit 2 | PRINTING | ACC/LRVP C | 01-ARM-V-898 | LRVP C INLET ISO | VACUUM SKID | no data | no data | INLET ISO | LEVER | HLTCACC | 11737.0 |  | OPEN | CLOSED | no data | 8" | no data | 2341 | V
Unit 2 | PRINTING | ACC/LRVP C | 01-ARM-V-903B | LRVP C MAKEUP BLOCK ISO | VACUUM SKID | no data | no data | MAKEUP ISO | MANUAL | HLTCACC | 11737.0 |  | OPEN | CLOSED | Water | 1" | no data | 2348 | V
Unit 2 | PRINTING | ACC/LRVP C | 01-ARM-V-903A | LRVP C MAKEUP BYPASS VALVE | VACUUM SKID | no data | no data | MAKEUP BYPASS VALVE | MANUAL | HLTCACC | 11737.0 |  | CLOSED | CLOSED | Water | 1" | no data | 2347 | V
Unit 2 | PRINTING | ACC/LRVP C | 01-VCND392 | LRVP C MAKEUP DRAIN BEFORE VSWS105 | VACUUM SKID |  |  |  |  | ACC |  |  | CLOSED | OPEN
Unit 2 | PRINTING | ACC/LRVP C | 01-ARM-V-903C | LRVP C MAKEUP DRAIN BETWEEN VSWS105 AND ARMV903E | VACUUM SKID | no data | no data | Y STRAINER BLOW DOWN VALVE | MANUAL | HLTCACC | 11737.0 |  | CLOSED | OPEN | Water | 0.38" | no data | 2349 | V
Unit 2 | PRINTING | ACC/LRVP C | 01-ARM-V-903E | LRVP C MAKEUP ROOT ISO | VACUUM SKID | no data | no data | MAKEUP ISO | MANUAL | HLTCACC | 11737.0 |  | OPEN | CLOSED | Water | 1" | no data | 2351 | V
Unit 2 | PRINTING | ACC/LRVP C | 01-ARM-V-901A | LRVP C SEAL WATER ADJUSTING VALVE | VACUUM SKID | no data | no data | SEAL WATER ADJUSTING VALVE | MANUAL | HLTCACC | 11737.0 |  | OPEN | CLOSED | Water | 1.5" | no data | 2345 | V
Unit 2 | PRINTING | ACC/LRVP C | 01-ARM-V-900A | LRVP C SEAL WATER ISO | VACUUM SKID | no data | no data | SEAL WATER ISO | MANUAL | HLTCACC | 11737.0 |  | OPEN | CLOSED | Water | 3" | no data | 2343 | V
Unit 2 | PRINTING | ACC/LRVP C | 01-ARM-V-900B | LRVP C SEAL WATER PUMP SUCTION DRAIN | VACUUM SKID | no data | no data | Y STRAINER BLOW DOWN VALVE | MANUAL | HLTCACC | 11737.0 |  | CLOSED | OPEN | Water | 0.5" | no data | 2344 | V
Unit 2 | PRINTING | ACC/LRVP C | 01-ARM-V-901B | LRVP C SPRAY NOZZLE ADJUSTING VALVE | VACUUM SKID | no data | no data | SPRAY NOZZLE ADJUSTING VALVE | MANUAL | HLTCACC | 11737.0 |  | OPEN | CLOSED | Water | 2" | no data | 2346 | V
Unit 2 | PRINTING | ACC/LRVP C | 01-ARM-V-903D | LRVP C SYSTEM DRAIN VALVE | VACUUM SKID | no data | no data | SYSTEM DRAIN VALVE | MANUAL | HLTCACC | 11737.0 |  | CLOSED | OPEN | Water | 1" | no data | 2350 | V
Unit 2 | PRINTING | ACC/LRVP C | 01-VSWS105 | LRVP C VACUUM PUMP MAKEUP ISOLATION | VACUUM SKID | no data | no data | VACUUM PUMP MAKEUP ISOLATION | no data | SWS | PD-395 |  | OPEN | CLOSED | Water | 1" | 1927.0 | 6525 | V
EXCLUDE | PRINTING | ACC/LRVP D | 01-ARM-HTR-911 | ACC 2 LRVP SEP TNK SEAL WTR HTR 911 120VAC | 01-LVD-PPL-1311, BR24ACC MCC ENCLOSURE | no data | no data | no data | 208/120VAC CIRCUIT BREAKER | no data | no data |  | CLOSED | OPEN | no data | no data | 4664.0 | 2254 | Electr
Unit 2 | PRINTING | ACC/LRVP D | 01-V-ARM-913 | LRVP D GLYCOL HX DRAIN | VACUUM SKID | no data | no data | LRVP GLYCOL SYSTEM RETURN DRAIN | MANUAL | HLTCACC | 11737.0 |  | CLOSED | OPEN | Glycol Mix | 1" | no data | 4001 | V
Unit 2 | PRINTING | ACC/LRVP D | 01-V-ARM-971D | LRVP D GLYCOL RETURN ISO | VACUUM SKID | no data | no data | GLYCOL RETURN BLOCK VALVE-SKID D | HANDWHEEL | HLTCACC | 11737.0 |  | OPEN | CLOSED | 55% GLYCOL | 3" | no data | 4011 | V
Unit 2 | PRINTING | ACC/LRVP D | 01-V-ARM-970D | LRVP D GLYCOL SUPPLY ISO | VACUUM SKID | no data | no data | GLYCOL SUPPLY BLOCK VALVE-SKID D | HANDWHEEL | HLTCACC | 11737.0 |  | OPEN | CLOSED | 55% GLYCOL | 3" | no data | 4006 | V
Unit 2 | PRINTING | ACC/LRVP D | 01-VINA419 | LRVP D INA TO YV-906 ISO | VACUUM SKID | no data | no data | END USER ISOLATION | no data | INA | PD-557 |  | OPEN | CLOSED | AIR | 0.75" | no data | 6248 | V
Unit 2 | PRINTING | ACC/LRVP D | 01-VINA420 | LRVP D INA TO YV-911 ISO | VACUUM SKID | no data | no data | END USER ISOLATION | no data | INA | PD-557 |  | OPEN | CLOSED | AIR | 0.75" | no data | 6249 | V
Unit 2 | PRINTING | ACC/LRVP D | 01-ARM-YV-906 | LRVP D INLET AOV | VACUUM SKID | no data | no data | INLET ISO | PNEUMATIC | HLTCACC | 11737.0 |  | OPEN | CLOSED | Air | 8" | no data | 2389 | no data
Unit 2 | PRINTING | ACC/LRVP D | 01-ARM-V-906 | LRVP D INLET ISO | VACUUM SKID | no data | no data | INLET ISO | LEVER | HLTCACC | 11737.0 |  | OPEN | CLOSED | no data | 8" | no data | 2354 | V
Unit 2 | PRINTING | ACC/LRVP D | 01-VINA224 | LRVP D MAIN INA SUPPLY VALVE TO 01-ARM-SKD-01D | Unit 2 VACUUM PUMP AREA WESTSIDE | no data | no data | STUB-UP ISOLATION | no data | INA | PD-557 |  | OPEN | CLOSED | AIR | 1" | 1795.0 | 6078 | V
Unit 2 | PRINTING | ACC/LRVP D | 01-ARM-V-911B | LRVP D MAKEUP BLOCK ISO | VACUUM SKID | no data | no data | MAKEUP ISO | MANUAL | HLTCACC | 11737.0 |  | OPEN | CLOSED | Water | 1" | no data | 2361 | V
Unit 2 | PRINTING | ACC/LRVP D | 01-ARM-V-911A | LRVP D MAKEUP BYPASS VALVE | VACUUM SKID | no data | no data | MAKEUP BYPASS VALVE | MANUAL | HLTCACC | 11737.0 |  | CLOSED | CLOSED | Water | 1" | no data | 2360 | V
Unit 2 | PRINTING | ACC/LRVP D | 01-VCND393 | LRVP D MAKEUP DRAIN BEFORE VSWS104 | VACUUM SKID |  |  |  |  | ACC |  |  | CLOSED | OPEN
Unit 2 | PRINTING | ACC/LRVP D | 01-ARM-V-911C | LRVP D MAKEUP DRAIN BETWEEN VSWS104 AND ARMV911E | VACUUM SKID | no data | no data | Y STRAINER BLOW DOWN VALVE | MANUAL | HLTCACC | 11737.0 |  | CLOSED | OPEN | Water | 0.38" | no data | 2362 | V
Unit 2 | PRINTING | ACC/LRVP D | 01-ARM-V-911E | LRVP D MAKEUP ROOT ISO | VACUUM SKID | no data | no data | MAKEUP ISO | MANUAL | HLTCACC | 11737.0 |  | OPEN | CLOSED | Water | 1" | no data | 2364 | V
Unit 2 | PRINTING | ACC/LRVP D | 01-ARM-V-909A | LRVP D SEAL WATER ADJUSTING VALVE | VACUUM SKID | no data | no data | SEAL WATER ADJUSTING VALVE | MANUAL | HLTCACC | 11737.0 |  | OPEN | CLOSED | Water | 1.5" | no data | 2358 | V
Unit 2 | PRINTING | ACC/LRVP D | 01-ARM-V-908A | LRVP D SEAL WATER ISO | VACUUM SKID | no data | no data | SEAL WATER ISO | MANUAL | HLTCACC | 11737.0 |  | OPEN | CLOSED | Water | 3" | no data | 2356 | V
Unit 2 | PRINTING | ACC/LRVP D | 01-ARM-V-908B | LRVP D SEAL WATER PUMP SUCTION DRAIN | VACUUM SKID | no data | no data | Y STRAINER BLOW DOWN VALVE | MANUAL | HLTCACC | 11737.0 |  | CLOSED | OPEN | Water | 0.5" | no data | 2357 | V
Unit 2 | PRINTING | ACC/LRVP D | 01-ARM-V-909B | LRVP D SPRAY NOZZLE ADJUSTING VALVE | VACUUM SKID | no data | no data | SPRAY NOZZLE ADJUSTING VALVE | MANUAL | HLTCACC | 11737.0 |  | OPEN | CLOSED | Water | 2" | no data | 2359 | V
Unit 2 | PRINTING | ACC/LRVP D | 01-ARM-V-911D | LRVP D SYSTEM DRAIN VALVE | VACUUM SKID | no data | no data | SYSTEM DRAIN VALVE | MANUAL | HLTCACC | 11737.0 |  | CLOSED | OPEN | Water | 1" | no data | 2363 | V
Unit 2 | PRINTING | ACC/LRVP D | 01-VSWS104 | LRVP D VACUUM PUMP MAKEUP ISOLATION | VACUUM SKID | no data | no data | VACUUM PUMP MAKEUP ISOLATION | no data | SWS | PD-395 |  | OPEN | CLOSED | Water | 1" | 1926.0 | 6524 | V
EXCLUDE | PRINTING | ACC/LRVP E | 01-ARM-HTR-919 | ACC 2 LRVP SEP TNK SEAL WTR HTR 919 120VAC | 01-LVD-PPL-1311, BR26ACC MCC ENCLOSURE | no data | no data | no data | 208/120VAC CIRCUIT BREAKER | no data | no data |  | CLOSED | OPEN | no data | no data | 4665.0 | 2255 | Electr
Unit 2 | PRINTING | ACC/LRVP E | 01-V-ARM-921 | LRVP E GLYCOL HX DRAIN | VACUUM SKID | no data | no data | LRVP GLYCOL SYSTEM RETURN DRAIN | MANUAL | HLTCACC | 11737.0 |  | CLOSED | OPEN | Glycol Mix | 1" | no data | 4002 | V
Unit 2 | PRINTING | ACC/LRVP E | 01-V-ARM-971E | LRVP E GLYCOL RETURN ISO | VACUUM SKID | no data | no data | GLYCOL RETURN BLOCK VALVE-SKID E | HANDWHEEL | HLTCACC | 11737.0 |  | OPEN | CLOSED | 55% GLYCOL | 3" | no data | 4012 | V
Unit 2 | PRINTING | ACC/LRVP E | 01-V-ARM-970E | LRVP E GLYCOL SUPPLY ISO | VACUUM SKID | no data | no data | GLYCOL SUPPLY BLOCK VALVE-SKID E | HANDWHEEL | HLTCACC | 11737.0 |  | OPEN | CLOSED | 55% GLYCOL | 3" | no data | 4007 | V
Unit 2 | PRINTING | ACC/LRVP E | 01-VINA421 | LRVP E INA TO YV-914 ISO | VACUUM SKID | no data | no data | END USER ISOLATION | no data | INA | PD-557 |  | OPEN | CLOSED | AIR | 0.75" | no data | 6250 | V
Unit 2 | PRINTING | ACC/LRVP E | 01-VINA422 | LRVP E INA TO YV-919 ISO | VACUUM SKID | no data | no data | END USER ISOLATION | no data | INA | PD-557 |  | OPEN | CLOSED | AIR | 0.75" | no data | 6251 | V
Unit 2 | PRINTING | ACC/LRVP E | 01-ARM-YV-914 | LRVP E INLET AOV | VACUUM SKID | no data | no data | INLET ISO | PNEUMATIC | HLTCACC | 11737.0 |  | OPEN | CLOSED | Air | 8" | no data | 2392 | no data
Unit 2 | PRINTING | ACC/LRVP E | 01-ARM-V-914 | LRVP E INLET ISO | VACUUM SKID | no data | no data | INLET ISO | LEVER | HLTCACC | 11737.0 |  | OPEN | CLOSED | no data | 8" | no data | 2367 | V
Unit 2 | PRINTING | ACC/LRVP E | 01-VINA213 | LRVP E MAIN INA SUPPLY VALVE TO 01-ARM-SKD-01E | Unit 2 VACUUM PUMP AREA WESTSIDE | no data | no data | STUB-UP ISOLATION | no data | INA | PD-557 |  | OPEN | CLOSED | AIR | 1" | 1784.0 | 6067 | V
Unit 2 | PRINTING | ACC/LRVP E | 01-ARM-V-919B | LRVP E MAKEUP BLOCK ISO | VACUUM SKID | no data | no data | MAKEUP ISO | MANUAL | HLTCACC | 11737.0 |  | OPEN | CLOSED | Water | 1" | no data | 2374 | V
Unit 2 | PRINTING | ACC/LRVP E | 01-ARM-V-919A | LRVP E MAKEUP BYPASS VALVE | VACUUM SKID | no data | no data | MAKEUP BYPASS VALVE | MANUAL | HLTCACC | 11737.0 |  | OPEN | CLOSED | Water | 1" | no data | 2373 | V
Unit 2 | PRINTING | ACC/LRVP E | 01-VCND394 | LRVP E MAKEUP DRAIN BEFORE VSWS103 | VACUUM SKID |  |  |  |  | ACC |  |  | CLOSED | OPEN
Unit 2 | PRINTING | ACC/LRVP E | 01-ARM-V-919C | LRVP E MAKEUP DRAIN BETWEEN VSWS103 AND ARMV919E | VACUUM SKID | no data | no data | Y STRAINER BLOW DOWN VALVE | MANUAL | HLTCACC | 11737.0 |  | CLOSED | OPEN | Water | 0.38" | no data | 2375 | V
Unit 2 | PRINTING | ACC/LRVP E | 01-ARM-V-919E | LRVP E MAKEUP ROOT ISO | VACUUM SKID | no data | no data | MAKEUP ISO | MANUAL | HLTCACC | 11737.0 |  | OPEN | CLOSED | Water | 1" | no data | 2377 | V
Unit 2 | PRINTING | ACC/LRVP E | 01-ARM-V-917A | LRVP E SEAL WATER ADJUSTING VALVE | VACUUM SKID | no data | no data | SEAL WATER ADJUSTING VALVE | MANUAL | HLTCACC | 11737.0 |  | OPEN | CLOSED | Water | 1.5" | no data | 2371 | V
Unit 2 | PRINTING | ACC/LRVP E | 01-ARM-V-916A | LRVP E SEAL WATER ISO | VACUUM SKID | no data | no data | SEAL WATER ISO | MANUAL | HLTCACC | 11737.0 |  | OPEN | CLOSED | Water | 3" | no data | 2369 | V
Unit 2 | PRINTING | ACC/LRVP E | 01-ARM-V-916B | LRVP E SEAL WATER PUMP SUCTION DRAIN | VACUUM SKID | no data | no data | Y STRAINER BLOW DOWN VALVE | MANUAL | HLTCACC | 11737.0 |  | CLOSED | OPEN | Water | 0.5" | no data | 2370 | V
Unit 2 | PRINTING | ACC/LRVP E | 01-ARM-V-917B | LRVP E SPRAY NOZZLE ADJUSTING VALVE | VACUUM SKID | no data | no data | SPRAY NOZZLE ADJUSTING VALVE | MANUAL | HLTCACC | 11737.0 |  | OPEN | CLOSED | Water | 2" | no data | 2372 | V
Unit 2 | PRINTING | ACC/LRVP E | 01-ARM-V-919D | LRVP E SYSTEM DRAIN VALVE | VACUUM SKID | no data | no data | SYSTEM DRAIN VALVE | MANUAL | HLTCACC | 11737.0 |  | CLOSED | OPEN | Water | 1" | no data | 2376 | V
Unit 2 | PRINTING | ACC/LRVP E | 01-VSWS103 | LRVP E VACUUM PUMP MAKEUP ISOLATION | VACUUM SKID | no data | no data | VACUUM PUMP MAKEUP ISOLATION | no data | SWS | PD-395 |  | OPEN | CLOSED | Water | 1" | 1925.0 | 6523 | V
Unit 2 | no | AUX STEAM | 01-MOV-AXS322 | AUX STEAM TO ST BYPASS MOV HANDWHEEL | 2ND PIPE RACK | no data | no data | no data | MOV handwheel | no data | no data |  | AUTO | CLOSED | no data | no data | 6678.0 | 3257 | MOV
EXCLUDE | no | AUX STEAM | 01-MOV-AXS322 | AUX STEAM TO ST BYPASS MOV PWR | 01-LVB-PPL-1113 BR 25/27/29PIPE RACK 1 BY STARTUP HTR | no data | no data | no data | 480 V CIRCUIT BREACKER | no data | no data |  | CLOSED | OPEN | no data | no data | 4035.0 | 3256 | MOV
Unit 2 |  | AUX STEAM | 01-VAXS321B | AUX STEAM TO ST MOV EQ | Pipe Rack 2nd Level | [7 empty] | CLOSED | CLOSED
Unit 2 | no | AUX STEAM | 01-MOV-AXS321 | AUX STEAM TO ST MOV HANDWHEEL | 2ND PIPE RACK | no data | no data | Unit 2 ISOLATION | no data | AXS | PD-123A |  | AUTO | CLOSED | Steam | 6" | 6636.0 | 3251 | MOV
EXCLUDE |  | AUX STEAM | 01-MOV-AXS321 | AUX STEAM TO ST MOV PWR | 01-LVB-PPL-1113 BR 26/28/30PIPE RACK 1 BY STARTUP HTR | [7 empty] | CLOSED | OPEN |  |  |  | 3252
Unit 2 | no | AUX STEAM/GLAND STEAM | 01-VAXS204 | AUX TO GLAND STEAM PCV BYPASS | U2 STG BLDG UPPER | no data | no data | SEAL STEAM REGULATING VALVE BYPASS | no data | AXS | PD-300A |  | CLOSED | CLOSED | Steam | 2" | 626.0 | 4096 | V
Unit 2 | no | AUX STEAM/GLAND STEAM | 01-VAXS149 | AXS Gland Steam CV Downstream ISO | Unit 2 CONDENSATE CORNER | no data | no data | SEAL STEAM REGULATION VALVE ISOLATION | no data | AXS | PD-300A |  | OPEN | CLOSED | Steam | 4" | 590.0 | 4057 | V
Unit 2 |  | AUX STEAM/GLAND STEAM | 01-VAXS149A | AXS Gland Steam CV Downstream ISO EQ | Condensate Corner | [7 empty] | CLOSED | CLOSED
Unit 2 |  | AUX STEAM/GLAND STEAM | 01-VAXS149B | AXS Gland Steam CV Downstream ISO EQ | Condensate Corner | [7 empty] | CLOSED | CLOSED
Unit 2 | no | AUX STEAM/GLAND STEAM | 01-VAXS148 | AXS Gland Steam CV Upstream ISO | Unit 2 CONDENSATE CORNER | no data | no data | SEAL STEAM REGULATION VALVE ISOLATION | no data | AXS | PD-300A |  | OPEN | CLOSED | Steam | 3" | 589.0 | 4056 | V
Unit 2 |  | AUX STEAM/GLAND STEAM | 01-VAXS148A | AXS Gland Steam CV Upstream ISO EQ | Condensate Corner | [7 empty] | CLOSED | CLOSED
Unit 2 |  | AUX STEAM/GLAND STEAM | 01-VAXS148B | AXS Gland Steam CV Upstream ISO EQ | Condensate Corner | [7 empty] | CLOSED | CLOSED
Unit 2 | no | AUX STEAM/STARTUP HTR | 01-VAXS127 | STARTUP HEATER OUTLET LCV BYPASS | UNDER HRSG | no data | Aux Steam Header | FG STARTUP FEEDWATER HX OUTLET CONTROL VALVE BYPASS | no data | AXS | PD-123A |  | CLOSED | CLOSED | Steam/Water | 0.75" | 577.0 | 4044 | V
Unit 2 | no | AUX STEAM/STARTUP HTR | 01-VAXS126 | STARTUP HEATER OUTLET LCV DRAIN | UNDER HRSG | no data | Aux Steam Header | DRAIN | no data | AXS | PD-123A |  | CLOSED | OPEN | Water | 0.75" | 576.0 | 4043 | V
Unit 2 | no | AUX STEAM/STARTUP HTR | 01-VAXS124 | STARTUP HEATER OUTLET LCV INLET ISO | UNDER HRSG | no data | Aux Steam Header | FG STARTUP FEEDWATER HX OUTLET CONTROL VALVE ISOLATION | no data | AXS | PD-123A |  | OPEN | CLOSED | Water | 2" | 574.0 | 4041 | V
Unit 2 | no | AUX STEAM/STARTUP HTR | 01-VAXS125 | STARTUP HEATER OUTLET LCV OUTLET ISO | UNDER HRSG | no data | Aux Steam Header | FG STARTUP FEEDWATER HX OUTLET CONTROL VALVE ISOLATION | no data | AXS | PD-123A |  | OPEN | CLOSED | Steam/Water | 2" | 575.0 | 4042 | V
Unit 2 | no | AUX STEAM/STARTUP HTR | 01-VAXS171 | STARTUP HEATER STEAM SUPPLY | Pipe Rack 1st | no data | Aux Steam Header | FG STARTUP FEEDWATER HX/ SEPARATOR ISOLATION | no data | AXS | PD-123A |  | OPEN | CLOSED | Steam | 3" | 605.0 | 4075 | V
Unit 2 |  | BFP/BFP A | 01-DRN-BFW001 | BFP A CASING DRAIN | BFP ENCLOSURE | [7 empty] | CLOSED | OPEN
Unit 2 |  | BFP/BFP A | 01-MOV-BFW145 | BFP A HP DISCHARGE MOV HANDWHEEL | PIPE RACK 1st | [7 empty] | AUTO | CLOSED
Unit 2 |  | BFP/BFP B | 01-DRN-BFW002 | BFP B CASING DRAIN | BFP ENCLOSURE | [7 empty] | CLOSED | OPEN
Unit 2 | no | BFW | 01-VBFW198 | HP BFW FILL FROM CONDENSATE ISO | Unit 2 PIPERACK DECK 1ST LEVEL | no data | no data | HP BFW FILL FROM CONDENSATE BLOCK | no data | BFW | PD-061A |  | OPEN | CLOSED | Water | 2" | 717.0 | 4216 | V
Unit 2 | no | BFW | 01-VBFW197 | HP BFW FILL FROM CONDENSATE STOP CHECK | Unit 2 PIPERACK DECK 1ST LEVEL | no data | no data | HP BFW FILL FROM CONDENSATE STOP CHECK | no data | BFW | PD-061A |  | OPEN | CLOSED | Water | 2" | 716.0 | 4215 | V
Unit 2 | PRINTING | BFW HP STR 01-BST-BFW100 | 01-VBFW509 | HP terminal atemperator strainer #1 drain BLOCK | Pipe Rack 1st | no data | Attemperator HP | STRAINER DRAIN | no data | BFW | PD-020A |  | CLOSED | OPEN | Water | 1" | 954.0 | 4475 | V
Unit 2 | PRINTING | BFW HP STR 01-BST-BFW100 | 01-VBFW380 | HP terminal atemperator strainer #1 drain ROOT | Pipe Rack 1st | HP FW STR 01-BST-BFW100 | Attemperator HP | STRAINER DRAIN | no data | BFW | PD-020A |  | CLOSED | OPEN | Water | 1" | 889.0 | 4408 | V
Unit 2 | PRINTING | BFW HP STR 01-BST-BFW100 | 01-VBFW247 | HP terminal atemperator strainer #1 vent BLOCK | Pipe Rack 1st | HP FW STR 01-BST-BFW100 | Attemperator HP | VENT VALVE | no data | BFW | PD-020A |  | CLOSED | OPEN | Water | 1" | 758.0 | 4262 | V
Unit 2 | PRINTING | BFW HP STR 01-BST-BFW100 | 01-VBFW246 | HP terminal atemperator strainer #1 vent ROOT | Pipe Rack 1st | HP FW STR 01-BST-BFW100 | Attemperator HP | VENT VALVE | no data | BFW | PD-020A |  | CLOSED | OPEN | Water | 1" | 757.0 | 4261 | V
Unit 2 | PRINTING | BFW HP STR 01-BST-BFW100 | 01-VBFW521 | HP terminal atemperator strainer (BFW100) inlet BLOCK | Pipe Rack 1st | HP FW STR 01-BST-BFW100 | Attemperator HP | HPS TA SPRAY STRAINER ISOLATION | no data | BFW | PD-020A |  | OPEN | CLOSED | Water | 3" | 957.0 | 4478 | V
Unit 2 |  | BFW HP STR 01-BST-BFW100 | 01-VBFW521A | HP terminal atemperator strainer (BFW100) inlet BLOCK EQ | Pipe Rack 1st Level | [7 empty] | CLOSED | CLOSED
Unit 2 |  | BFW HP STR 01-BST-BFW100 | 01-VBFW521B | HP terminal atemperator strainer (BFW100) inlet BLOCK EQ | Pipe Rack 1st Level | [7 empty] | CLOSED | CLOSED
Unit 2 | PRINTING | BFW HP STR 01-BST-BFW100 | 01-VBFW375 | HP terminal atemperator strainer (BFW100) inlet ROOT | Pipe Rack 1st | HP FW STR 01-BST-BFW100 | Attemperator HP | HPS TA SPRAY STRAINER ISOLATION | no data | BFW | PD-020A |  | OPEN | CLOSED | Water | 3" | 884.0 | 4403 | V
Unit 2 |  | BFW HP STR 01-BST-BFW100 | 01-VBFW375A | HP terminal atemperator strainer (BFW100) inlet ROOT EQ | Pipe Rack 1st Level | [7 empty] | CLOSED | CLOSED
Unit 2 |  | BFW HP STR 01-BST-BFW100 | 01-VBFW375B | HP terminal atemperator strainer (BFW100) inlet ROOT EQ | Pipe Rack 1st Level | [7 empty] | CLOSED | CLOSED
Unit 2 | PRINTING | BFW HP STR 01-BST-BFW100 | 01-VBFW555 | HP terminal atemperator strainer (BFW100) outlet BLOCK | Pipe Rack 1st | HP FW STR 01-BST-BFW100 | Attemperator HP | HPS TA SPRAY STRAINER ISOLATION | no data | BFW | PD-020A |  | OPEN | CLOSED | Water | 3" | 969.0 | 4490 | V
Unit 2 |  | BFW HP STR 01-BST-BFW100 | 01-VBFW555A | HP terminal atemperator strainer (BFW100) outlet BLOCK EQ | Pipe Rack 1st Level | [7 empty] | CLOSED | CLOSED
Unit 2 |  | BFW HP STR 01-BST-BFW100 | 01-VBFW555B | HP terminal atemperator strainer (BFW100) outlet BLOCK EQ | Pipe Rack 1st Level | [7 empty] | CLOSED | CLOSED
Unit 2 | PRINTING | BFW HP STR 01-BST-BFW100 | 01-VBFW523 | HP terminal atemperator strainer (BFW100) outlet ROOT | Pipe Rack 1st | HP FW STR 01-BST-BFW100 | Attemperator HP | HPS TA SPRAY STRAINER ISOLATION | no data | BFW | PD-020A |  | OPEN | CLOSED | Water | 3" | 958.0 | 4479 | V
Unit 2 |  | BFW HP STR 01-BST-BFW100 | 01-VBFW523A | HP terminal atemperator strainer (BFW100) outlet ROOT EQ | Pipe Rack 1st Level | [7 empty] | CLOSED | CLOSED
Unit 2 |  | BFW HP STR 01-BST-BFW100 | 01-VBFW523B | HP terminal atemperator strainer (BFW100) outlet ROOT EQ | Pipe Rack 1st Level | [7 empty] | CLOSED | CLOSED
Unit 2 | PRINTING | BFW HP STR 01-BST-BFW101 | 01-VBFW549 | HP terminal atemperator strainer (BFW101) inet ROOT | Pipe Rack 1st | HP FW STR 01-BST-BFW101 | Attemperator HP | HPS TA SPRAY STRAINER ISOLATION | no data | BFW | PD-020A |  | OPEN | CLOSED | Water | 3" | 966.0 | 4487 | V
Unit 2 |  | BFW HP STR 01-BST-BFW101 | 01-VBFW549A | HP terminal atemperator strainer (BFW101) inet ROOT EQ | Pipe Rack 1st Level | [7 empty] | CLOSED | CLOSED
Unit 2 |  | BFW HP STR 01-BST-BFW101 | 01-VBFW549B | HP terminal atemperator strainer (BFW101) inet ROOT EQ | Pipe Rack 1st Level | [7 empty] | CLOSED | CLOSED
Unit 2 | PRINTING | BFW HP STR 01-BST-BFW101 | 01-VBFW377 | HP terminal atemperator strainer #2 drain BLOCK | Pipe Rack 1st | HP FW STR 01-BST-BFW101 | Attemperator HP | DRAIN VALVE | no data | BFW | PD-020A |  | CLOSED | OPEN | Water | 1" | 886.0 | 4405 | V
Unit 2 | PRINTING | BFW HP STR 01-BST-BFW101 | 01-VBFW503 | HP terminal atemperator strainer #2 drain ROOT | Pipe Rack 1st | no data | Attemperator HP | STRAINER DRAIN | no data | BFW | PD-020A |  | CLOSED | OPEN | Water | 1" | 951.0 | 4472 | V
Unit 2 |  | BFW HP STR 01-BST-BFW101 | 01-VBFW505A | HP terminal atemperator strainer #2 drain ROOT EQ | Pipe Rack 2nd Level | [7 empty] | CLOSED | CLOSED
Unit 2 |  | BFW HP STR 01-BST-BFW101 | 01-VBFW505B | HP terminal atemperator strainer #2 drain ROOT EQ | Pipe Rack 2nd Level | [7 empty] | CLOSED | CLOSED
Unit 2 | PRINTING | BFW HP STR 01-BST-BFW101 | 01-VBFW249 | HP terminal atemperator strainer #2 vent BLOCK | Pipe Rack 1st | HP FW STR 01-BST-BFW101 | Attemperator HP | VENT VALVE | no data | BFW | PD-020A |  | CLOSED | OPEN | Water | 1" | 760.0 | 4264 | V
Unit 2 | PRINTING | BFW HP STR 01-BST-BFW101 | 01-VBFW248 | HP terminal atemperator strainer #2 vent ROOT | Pipe Rack 1st | HP FW STR 01-BST-BFW101 | Attemperator HP | VENT VALVE | no data | BFW | PD-020A |  | CLOSED | OPEN | Water | 1" | 759.0 | 4263 | V
Unit 2 | PRINTING | BFW HP STR 01-BST-BFW101 | 01-VBFW376 | HP terminal atemperator strainer (BFW101) inet BLOCK | Pipe Rack 1st | HP FW STR 01-BST-BFW101 | Attemperator HP | HPS TA SPRAY STRAINER ISOLATION | no data | BFW | PD-020A |  | OPEN | CLOSED | Water | 3" | 885.0 | 4404 | V
Unit 2 |  | BFW HP STR 01-BST-BFW101 | 01-VBFW376A | HP terminal atemperator strainer (BFW101) inet BLOCK EQ | Pipe Rack 1st Level | [7 empty] | CLOSED | CLOSED
Unit 2 |  | BFW HP STR 01-BST-BFW101 | 01-VBFW376B | HP terminal atemperator strainer (BFW101) inet BLOCK EQ | Pipe Rack 1st Level | [7 empty] | CLOSED | CLOSED
Unit 2 | PRINTING | BFW HP STR 01-BST-BFW101 | 01-VBFW525 | HP terminal atemperator strainer (BFW101) outlet BLOCK | Pipe Rack 1st | HP FW STR 01-BST-BFW101 | Attemperator HP | HPS TA SPRAY STRAINER ISOLATION | no data | BFW | PD-020A |  | OPEN | CLOSED | Water | 3" | 959.0 | 4480 | V
Unit 2 |  | BFW HP STR 01-BST-BFW101 | 01-VBFW525A | HP terminal atemperator strainer (BFW101) outlet BLOCK EQ | Pipe Rack 1st Level | [7 empty] | CLOSED | CLOSED
Unit 2 |  | BFW HP STR 01-BST-BFW101 | 01-VBFW525B | HP terminal atemperator strainer (BFW101) outlet BLOCK EQ | Pipe Rack 1st Level | [7 empty] | CLOSED | CLOSED
Unit 2 | PRINTING | BFW HP STR 01-BST-BFW101 | 01-VBFW383 | HP terminal atemperator strainer (BFW101) outlet ROOT | Pipe Rack 1st | HP FW STR 01-BST-BFW101 | Attemperator HP | HPS TA SPRAY STRAINER ISOLATION | no data | BFW | PD-020A |  | OPEN | CLOSED | Water | 3" | 892.0 | 4411 | V
Unit 2 |  | BFW HP STR 01-BST-BFW101 | 01-VBFW383A | HP terminal atemperator strainer (BFW101) outlet ROOT EQ | Pipe Rack 1st Level | [7 empty] | CLOSED | CLOSED
Unit 2 |  | BFW HP STR 01-BST-BFW101 | 01-VBFW383B | HP terminal atemperator strainer (BFW101) outlet ROOT EQ | Pipe Rack 1st Level | [7 empty] | CLOSED | CLOSED
Unit 2 | PRINTING | BFW HP/TCA | 01-VBFW304 | TCA FW INLET drain after CV BLOCK | Pipe Rack 1st | no data | TCA | DRAIN VALVE | no data | BFW | PD-063A |  | CLOSED | OPEN | Water | 0.75" | 814.0 | 4330 | V
Unit 2 | PRINTING | BFW HP/TCA | 01-VBFW303 | TCA FW INLET drain after CV ROOT | Pipe Rack 1st | no data | TCA | DRAIN VALVE | no data | BFW | PD-063A |  | CLOSED | OPEN | Water | 0.75" | 813.0 | 4329 | V
Unit 2 | PRINTING | BFW HP/TCA | 01-VBFW302 | TCA FW INLET drain BEFORE CV BLOCK | Pipe Rack 1st | no data | TCA | DRAIN VALVE | no data | BFW | PD-063A |  | CLOSED | OPEN | Water | 0.75" | 812.0 | 4328 | V
Unit 2 | PRINTING | BFW HP/TCA | 01-VBFW301 | TCA FW INLET drain BEFORE CV ROOT | Pipe Rack 1st | no data | TCA | DRAIN VALVE | no data | BFW | PD-063A |  | CLOSED | OPEN | Water | 0.75" | 811.0 | 4327 | V
Unit 2 | PRINTING | BFW HP/TCA | 01-VBFW300 | TCA FW INLET iso | Pipe Rack 1st | no data | TCA | CT TCA COOLER BFW INLET ISOLATION | no data | BFW | PD-063A |  | OPEN | CLOSED | Water | 6" | 810.0 | 4326 | V
Unit 2 |  | BFW HP/TCA | 01-VBFW300A | TCA FW Inlet MAN ISO EQ | Pipe Rack 1st Level | [7 empty] | CLOSED | CLOSED
Unit 2 |  | BFW HP/TCA | 01-VBFW300B | TCA FW Inlet MAN ISO EQ | Pipe Rack 1st Level | [7 empty] | CLOSED | CLOSED
Unit 2 | PRINTING | BFW HP/TCA | 01-VBFW294 | TCA FW OUTLET DRAIN BLOCK | Pipe Rack 1st | no data | TCA | DRAIN VALVE | no data | BFW | PD-063A |  | CLOSED | OPEN | Water | 0.75" | 804.0 | 4320 | V
Unit 2 | YES | BFW HP/TCA | 01-VBFW305 | TCA FW OUTLET DRAIN ROOT | CRT | no data | TCA | DRAIN VALVE | no data | BFW | PD-063A |  | CLOSED | OPEN | Water | 0.75" | 815.0 | 4331 | V
Unit 2 |  | BFW HP/TCA | 01-VBFW306 | TCA FW Outlet MAN ISO | Pipe Rack 1st Level | [7 empty] | CLOSED | CLOSED
Unit 2 |  | BFW HP/TCA | 01-VBFW306A | TCA FW Outlet MAN ISO EQ | Pipe Rack 1st Level | [7 empty] | CLOSED | CLOSED
Unit 2 |  | BFW HP/TCA | 01-VBFW306B | TCA FW Outlet MAN ISO EQ | Pipe Rack 1st Level | [7 empty] | CLOSED | CLOSED
Unit 2 | YES | BFW HP/TCA | 01-VBFW336 | TCA FW RETURN TO CRT drain after strainer | CRT | no data | TCA | CT TCA COOLER BFW OUTLET ISOLATION | no data | BFW | PD-063A |  | CLOSED | CLOSED | Water | 6" | 816.0 | 4332 | V
Unit 2 |  | BFW HP/TCA/01-BST-BFW105 | 01-VBFW922B | TCA FW RETURN TO CRT ISO EQ | CRT Area | [7 empty] | CLOSED | CLOSED
Unit 2 | hung | BFW HP/TCA/01-BST-BFW105 | 01-VBFW922a | TCA FW RETURN TO CRT ISO EQ | Unit 2 NORTH OF CONDENSATE PUMPS | no data | no data | no data | no data | no data | no data |  | CLOSED | CLOSED | no data | no data | 5584.0 | 4553 | V
Unit 2 | YES | BFW HP/TCA/01-BST-BFW105 | 01-VBFW334 | TCA FW RETURN TO CRT strainer drain BLOCK | CRT | no data | TCA | DRAIN VALVE | no data | BFW | PD-063A |  | CLOSED | OPEN | Water | 0.75" | 844.0 | 4361 | V
Unit 2 | YES | BFW HP/TCA/01-BST-BFW105 | 01-VBFW333 | TCA FW RETURN TO CRT strainer drain ROOT | CRT | no data | TCA | DRAIN VALVE | no data | BFW | PD-063A |  | CLOSED | OPEN | Water | 0.75" | 843.0 | 4360 | V
Unit 2 | YES | BFW HP/TCA/01-BST-BFW105 | 01-VBFW922 | TCA FW RETURN TO CRT STRAINER iso BLOCK | CRT | no data | TCA | CTA COOLER BFW OUTLET RECIRC CV ISOLATION | no data | BFW | PD-063A |  | OPEN | CLOSED | Water | 6" | 1017.0 | 4552 | V
Unit 2 | YES | BFW HP/TCA/01-BST-BFW105 | 01-VBFW330 | TCA FW RETURN TO CRT STRAINER ISO ROOT | CRT | no data | TCA | CT TCA COOLER BFW ISOLATION TO RECIRC | no data | BFW | PD-063A |  | OPEN | CLOSED | Water | 6" | 840.0 | 4356 | V
Unit 2 | YES | BFW HP/TCA/01-BST-BFW105 | 01-VBFW330A | TCA FW RETURN TO CRT STRAINER ISO ROOT EQ | CRT Area | [7 empty] | CLOSED | CLOSED
Unit 2 |  | BFW HP/TCA/01-BST-BFW105 | 01-VBFW330B | TCA FW RETURN TO CRT STRAINER ISO ROOT EQ | CRT Area | [7 empty] | CLOSED | CLOSED
Unit 2 | YES | BFW HP/TCA/01-BST-BFW105 | 01-VBFW532 | TCA FW RETURN TO CRT strainer vent BLOCK | CRT | no data | TCA | STRAINER VENT | no data | BFW | PD-063A |  | CLOSED | OPEN | Water | 0.75" | 962.0 | 4483 | V
Unit 2 | YES | BFW HP/TCA/01-BST-BFW105 | 01-VBFW923 | TCA FW RETURN TO CRT strainer vent ROOT | CRT | no data | TCA | STRAINER VENT | no data | BFW | PD-063A |  | CLOSED | OPEN | Water | 0.75" | 1018.0 | 4554 | V
Unit 2 | YES | BFW HP/TCA/CRT | 01-VBFW339 | TCA FW RETURN TO CRT after CV iso | CRT | no data | TCA | CT TCA COOLER RECIRC ACC ISOLATION | no data | BFW | PD-063A |  | OPEN | CLOSED | Water | 6" | 849.0 | 4367 | V
Unit 2 | YES | BFW HP/TCA/CRT | 01-FCV-BFW359 | TCA FW RETURN TO CRT CV | U2 CONDENSATE RECIEVER TANK AREA | no data | no data | CT TCA COOLER BFW TCV RECIRC TO ACC | no data | BFW | PD-063A |  | OPEN | CLOSED | Water | 3" | 451.0 | 2508 | no data
EXCLUDE | PRINTING | BFW HP/TCA/HP ECON | 01-FCV-BFW343 | TCA FW RETURN TO HRSG CV | Pipe Rack 1st | no data | no data | CT TCA COOLER BFW TCV TO HRSG | no data | BFW | PD-063A |  | OPEN | CLOSED | Water | 4" | 450.0 | 2507 | no data
Unit 2 | PRINTING | BFW IP/01-BST-BFW104 | 01-VBFW115 | IP FW strainer #1 drain BLOCK | Pipe Rack 1st | no data | Attemperator/Strainer | STRAINER DRAIN | no data | BFW | PD-062A |  | CLOSED | CLOSED | Water | 1" | 649.0 | 4142 | V
Unit 2 | PRINTING | BFW IP/01-BST-BFW104 | 01-VBFW101 | IP FW strainer #1 drain ROOT | Pipe Rack 1st | no data | Attemperator/Strainer | DRAIN VALVE | no data | BFW | PD-062A |  | CLOSED | CLOSED | Water | 1" | 637.0 | 4130 | V
Unit 2 | PRINTING | BFW IP/01-BST-BFW104 | 01-VBFW161 | IP FW strainer #1 vent BLOCK | Pipe Rack 1st | no data | Attemperator/Strainer | VENT VALVE | no data | BFW | PD-062A |  | CLOSED | OPEN | Water | 1" | 682.0 | 4180 | V
Unit 2 | PRINTING | BFW IP/01-BST-BFW104 | 01-VBFW151 | IP FW strainer #1 vent ROOT | Pipe Rack 1st | no data | Attemperator/Strainer | VENT VALVE | no data | BFW | PD-062A |  | CLOSED | OPEN | Water | 1" | 675.0 | 4172 | V
Unit 2 | PRINTING | BFW IP/01-BST-BFW104 | 01-VBFW111 | IP FW strainer (BFW104) inlet BLOCK | Pipe Rack 1st | no data | Attemperator/Strainer | SHARED SPRAY SUPPLY STRAINER ISOLATION | no data | BFW | PD-062A |  | OPEN | CLOSED | Water | 6" | 645.0 | 4138 | V
Unit 2 |  | BFW IP/01-BST-BFW104 | 01-VBFW111A | IP FW strainer (BFW104) inlet BLOCK EQ | Pipe Rack 1st Level | [7 empty] | CLOSED | CLOSED
Unit 2 |  | BFW IP/01-BST-BFW104 | 01-VBFW111B | IP FW strainer (BFW104) inlet BLOCK EQ | Pipe Rack 1st Level | [7 empty] | CLOSED | CLOSED
Unit 2 |  | BFW IP/01-BST-BFW104 | 01-VBFW106A | IP FW strainer (BFW104) inlet ROOT EQ | Pipe Rack 1st Level | [7 empty] | CLOSED | CLOSED
Unit 2 |  | BFW IP/01-BST-BFW104 | 01-VBFW106B | IP FW strainer (BFW104) inlet ROOT EQ | Pipe Rack 1st Level | [7 empty] | CLOSED | CLOSED
Unit 2 | PRINTING | BFW IP/01-BST-BFW104 | 01-VBFW106 | IP FW strainer (BFW104) inlet ROOT ISO | Pipe Rack 1st | no data | Attemperator/Strainer | SHARED SPRAY SUPPLY STRAINER ISOLATION | no data | BFW | PD-062A |  | OPEN | CLOSED | Water | 6" | 640.0 | 4133 | V
Unit 2 | PRINTING | BFW IP/01-BST-BFW104 | 01-VBFW108 | IP FW strainer (BFW104) outlet BLOCK ISO | Pipe Rack 1st | no data | Attemperator/Strainer | SHARED SPRAY SUPPLY STRAINER ISOLATION | no data | BFW | PD-062A |  | OPEN | CLOSED | Water | 6" | 642.0 | 4135 | V
Unit 2 |  | BFW IP/01-BST-BFW104 | 01-VBFW108A | IP FW strainer (BFW104) outlet BLOCK ISO EQ | Pipe Rack 1st Level | [7 empty] | CLOSED | CLOSED
Unit 2 |  | BFW IP/01-BST-BFW104 | 01-VBFW108B | IP FW strainer (BFW104) outlet BLOCK ISO EQ | Pipe Rack 1st Level | [7 empty] | CLOSED | CLOSED
Unit 2 |  | BFW IP/01-BST-BFW104 | 01-VBFW107A | IP FW strainer (BFW104) outlet ROOT EQ | Pipe Rack 1st Level | [7 empty] | CLOSED | CLOSED
Unit 2 |  | BFW IP/01-BST-BFW104 | 01-VBFW107B | IP FW strainer (BFW104) outlet ROOT EQ | Pipe Rack 1st Level | [7 empty] | CLOSED | CLOSED
Unit 2 | PRINTING | BFW IP/01-BST-BFW104 | 01-VBFW107 | IP FW strainer (BFW104) outlet ROOT ISO | Pipe Rack 1st | no data | Attemperator/Strainer | SHARED SPRAY SUPPLY STRAINER ISOLATION | no data | BFW | PD-062A |  | OPEN | CLOSED | Water | 6" | 641.0 | 4134 | V
Unit 2 | PRINTING | BFW IP/01-BST-BFW106 | 01-VBFW113 | IP FW strainer #2 drain ROOT | Pipe Rack 1st | no data | TCA | STRAINER DRAIN | no data | BFW | PD-062A |  | CLOSED | CLOSED | Water | 1" | 647.0 | 4140 | V
Unit 2 | PRINTING | BFW IP/01-BST-BFW106 | 01-VBFW163 | IP FW strainer #2 vent BLOCK | Pipe Rack 1st | no data | TCA | INSTRUMENT ISOLATION | no data | BFW | PD-062A |  | CLOSED | OPEN | Water | 1" | 684.0 | 4182 | V
Unit 2 | PRINTING | BFW IP/01-BST-BFW106 | 01-VBFW162 | IP FW strainer #2 vent ROOT | Pipe Rack 1st | no data | TCA | INSTRUMENT ISOLATION | no data | BFW | PD-062A |  | CLOSED | OPEN | Water | 1" | 683.0 | 4181 | V
Unit 2 | PRINTING | BFW IP/01-BST-BFW106 | 01-VBFW390 | IP FW strainer (BFW106) drain BLOCK | Pipe Rack 1st | no data | TCA | STRAINER DRAIN | no data | BFW | PD-062A |  | CLOSED | OPEN | Water | 1" | 898.0 | 4418 | V
Unit 2 |  | BFW IP/01-BST-BFW106 | 01-VBFW105A | IP FW strainer (BFW106) inlet BLOCK EQ | Pipe Rack 1st Level | [7 empty] | CLOSED | CLOSED
Unit 2 |  | BFW IP/01-BST-BFW106 | 01-VBFW105B | IP FW strainer (BFW106) inlet BLOCK EQ | Pipe Rack 1st Level | [7 empty] | CLOSED | CLOSED
Unit 2 | PRINTING | BFW IP/01-BST-BFW106 | 01-VBFW105 | IP FW strainer (BFW106) inlet BLOCK ISO | Pipe Rack 1st | no data | Attemperator/Strainer | SHARED SPRAY SUPPLY STRAINER ISOLATION | no data | BFW | PD-062A |  | OPEN | CLOSED | Water | 6" | 639.0 | 4132 | V
Unit 2 | PRINTING | BFW IP/01-BST-BFW106 | 01-VBFW388 | IP FW strainer (BFW106) inlet iso ROOT | Pipe Rack 1st | no data | Attemperator/Strainer | SHARED SPRAY SUPPLY STRAINER ISOLATION | no data | BFW | PD-062A |  | OPEN | CLOSED | Water | 6" | 896.0 | 4416 | V
Unit 2 |  | BFW IP/01-BST-BFW106 | 01-VBFW388A | IP FW strainer (BFW106) inlet iso ROOT EQ | Pipe Rack 1st Level | [7 empty] | CLOSED | CLOSED
Unit 2 |  | BFW IP/01-BST-BFW106 | 01-VBFW388B | IP FW strainer (BFW106) inlet iso ROOT EQ | Pipe Rack 1st Level | [7 empty] | CLOSED | CLOSED
Unit 2 | PRINTING | BFW IP/01-BST-BFW106 | 01-VBFW109 | IP FW strainer (BFW106) outlet BLOCK ISO | Pipe Rack 1st | no data | Attemperator/Strainer | SHARED SPRAY SUPPLY STRAINER ISOLATION | no data | BFW | PD-062A |  | OPEN | CLOSED | Water | 6" | 643.0 | 4136 | V
Unit 2 |  | BFW IP/01-BST-BFW106 | 01-VBFW109A | IP FW strainer (BFW106) outlet BLOCK ISO EQ | Pipe Rack 1st Level | [7 empty] | CLOSED | CLOSED
Unit 2 |  | BFW IP/01-BST-BFW106 | 01-VBFW109B | IP FW strainer (BFW106) outlet BLOCK ISO EQ | Pipe Rack 1st Level | [7 empty] | CLOSED | CLOSED
Unit 2 | PRINTING | BFW IP/01-BST-BFW106 | 01-VBFW391 | IP FW strainer (BFW106) outlet iso ROOT | Pipe Rack 1st | no data | Attemperator/Strainer | SHARED SPRAY SUPPLY STRAINER ISOLATION | no data | BFW | PD-062A |  | OPEN | CLOSED | Water | 6" | 899.0 | 4419 | V
Unit 2 |  | BFW IP/01-BST-BFW106 | 01-VBFW391A | IP FW strainer (BFW106) outlet iso ROOT EQ | Pipe Rack 1st Level | [7 empty] | CLOSED | CLOSED
Unit 2 |  | BFW IP/01-BST-BFW106 | 01-VBFW391B | IP FW strainer (BFW106) outlet iso ROOT EQ | Pipe Rack 1st Level | [7 empty] | CLOSED | CLOSED
Unit 2 | PRINTING | BFW IP/FGPH | 01-VBFW345 | FGPH FW HI flow CV iso (DOWNSTREAM) | FGPH | no data | FGPH | FG HX AUTOMATIC BLOCK VALVE ISOLATION | no data | BFW | PD-064A |  | OPEN | CLOSED | Water | 4" | 855.0 | 4373 | V
Unit 2 |  | BFW IP/FGPH | 01-VBFW345A | FGPH FW HI flow CV iso (DOWNSTREAM)EQ | FGPH Area | [7 empty] | CLOSED | CLOSED
Unit 2 |  | BFW IP/FGPH | 01-VBFW345B | FGPH FW HI flow CV iso (DOWNSTREAM)EQ | FGPH Area | [7 empty] | CLOSED | CLOSED
Unit 2 | PRINTING | BFW IP/FGPH | 01-VBFW344 | FGPH FW HI flow CV iso (UPSTREAM) | FGPH | no data | FGPH | FG HX AUTOMATIC BLOCK VALVE ISOLATION | no data | BFW | PD-064A |  | OPEN | CLOSED | Water | 4" | 854.0 | 4372 | V
Unit 2 |  | BFW IP/FGPH | 01-VBFW344A | FGPH FW HI flow CV iso (UPSTREAM) EQ | FGPH Area | [7 empty] | CLOSED | CLOSED
Unit 2 |  | BFW IP/FGPH | 01-VBFW344B | FGPH FW HI flow CV iso (UPSTREAM) EQ | FGPH Area | [7 empty] | CLOSED | CLOSED
Unit 2 | PRINTING | BFW IP/FGPH | 01-VBFW286 | FGPH FW INLET DRAIN BLOCK | FGPH | no data | FGPH | DRAIN VALVE | no data | BFW | PD-064A |  | CLOSED | OPEN | Water | 0.75" | 796.0 | 4311 | V
Unit 2 | PRINTING | BFW IP/FGPH | 01-VBFW351 | FGPH FW INLET DRAIN BLOCK | FGPH | no data | FGPH | DRAIN VALVE | no data | BFW | PD-064A |  | CLOSED | OPEN | Water | 0.75" | 861.0 | 4379 | V
Unit 2 | PRINTING | BFW IP/FGPH | 01-VBFW352 | FGPH FW INLET iso BLOCK | FGPH | no data | FGPH | FG HX BFW UPSTREAM ISOLATION | no data | BFW | PD-064A |  | OPEN | CLOSED | Water | 4" | 862.0 | 4380 | V
Unit 2 |  | BFW IP/FGPH | 01-VBFW352A | FGPH FW INLET iso BLOCK EQ | FGPH Area | [7 empty] | CLOSED | CLOSED
Unit 2 |  | BFW IP/FGPH | 01-VBFW352B | FGPH FW INLET iso BLOCK EQ | FGPH Area | [7 empty] | CLOSED | CLOSED
Unit 2 | PRINTING | BFW IP/FGPH | 01-VBFW350 | FGPH FW INLET iso ROOT | FGPH | no data | FGPH | FG HX BFW UPSTREAM ISOLATION | no data | BFW | PD-064A |  | OPEN | CLOSED | Water | 4" | 860.0 | 4378 | V
Unit 2 |  | BFW IP/FGPH | 01-VBFW350A | FGPH FW INLET iso ROOT EQ | FGPH Area | [7 empty] | CLOSED | CLOSED
Unit 2 |  | BFW IP/FGPH | 01-VBFW350B | FGPH FW INLET iso ROOT EQ | FGPH Area | [7 empty] | CLOSED | CLOSED
Unit 2 | PRINTING | BFW IP/FGPH | 01-VBFW347 | FGPH FW Low flow CV iso (DOWNSTREAM) | FGPH | no data | FGPH | FG HX WARMING VALVE ISOLATION | no data | BFW | PD-064A |  | OPEN | CLOSED | Water | 1" | 857.0 | 4375 | V
Unit 2 | PRINTING | BFW IP/FGPH | 01-VBFW346 | FGPH FW Low flow CV iso (UPSTREAM) | FGPH | no data | FGPH | no data | no data | BFW IP | PD-064A |  | OPEN | CLOSED | no data | no data | no data | 4362 | V
Unit 2 | PRINTING | BFW IP/FGPH | 01-VBFW364 | FGPH FW OUTLET DRAIN | FGPH | no data | FGPH | DRAIN VALVE | no data | BFW | PD-064A |  | CLOSED | OPEN | Water | 0.75" | 873.0 | 4392 | V
Unit 2 | PRINTING | BFW IP/FGPH | 01-VBFW367 | FGPH FW OUTLET TO LP ECON ISO | FGPH | no data | FGPH | FG HX OUTLET ISOLATION TO CND | no data | BFW | PD-064A |  | OPEN | CLOSED | Water | 4" | 876.0 | 4395 | V
Unit 2 | YES | BFW IP/FGPH | 01-VBFW290 | FGPH FW RETURN TO CRT ISO BLOCK | CRT | no data | FGPH | FGH OUTLET RECIRC CV ISOLATION | no data | BFW | PD-064A |  | OPEN | CLOSED | Water | 4" | 800.0 | 4315 | V
Unit 2 | YES | BFW IP/FGPH | 01-VBFW290A | FGPH FW RETURN TO CRT ISO BLOCK EQ | CRT Area | [7 empty] | CLOSED | CLOSED
Unit 2 |  | BFW IP/FGPH | 01-VBFW290B | FGPH FW RETURN TO CRT ISO BLOCK EQ | CRT Area | [7 empty] | CLOSED | CLOSED
Unit 2 | YES | BFW IP/FGPH | 01-VBFW361 | FGPH FW RETURN TO CRT ISO ROOT | CRT | no data | FGPH | FG HX RECIRC ISOLATION | no data | BFW | PD-064A |  | OPEN | CLOSED | Water | 4" | 870.0 | 4388 | V
Unit 2 |  | BFW IP/FGPH | 01-VBFW361B | FGPH FW RETURN TO CRT ROOT ISO EQ | CRT Area | [7 empty] | CLOSED | CLOSED
Unit 2 | no | BFW IP/FGPH | 01-VBFW361a | FGPH FW RETURN TO CRT ROOT ISO EQ | Unit 2 NORTH OF CONDENSATE PUMPS | no data | no data | no data | no data | no data | no data |  | CLOSED | CLOSED | no data | no data | 5587.0 | 4389 | V
Unit 2 | PRINTING | BFW IP/FGPH | 01-VBFW617 | FGPH VESSEL#1 DRAIN BLOCK (WATER) | FGPH | no data | FGPH | DRAIN VALVE | no data | BFW | PD-064A |  | CLOSED | OPEN | Water | 0.75" | 1002.0 | 4523 | V
Unit 2 | PRINTING | BFW IP/FGPH | 01-VBFW616 | FGPH VESSEL#1 DRAIN ROOT (WATER) | FGPH | no data | FGPH | DRAIN VALVE | no data | BFW | PD-064A |  | CLOSED | OPEN | Water | 0.75" | 1001.0 | 4522 | V
Unit 2 | PRINTING | BFW IP/FGPH | 01-VBFW603 | FGPH VESSEL#2 DRAIN BLOCK (WATER) | FGPH | no data | FGPH | DRAIN VALVE | no data | BFW | PD-064A |  | CLOSED | OPEN | Water | 0.75" | 988.0 | 4509 | V
Unit 2 | PRINTING | BFW IP/FGPH | 01-VBFW602 | FGPH VESSEL#2 DRAIN ROOT (WATER) | FGPH | no data | FGPH | DRAIN VALVE | no data | BFW | PD-064A |  | CLOSED | OPEN | Water | 0.75" | 987.0 | 4508 | V
Unit 2 | YES | BFW IP/FGPH/CRT | 01-VBFW403 | FGPH FW RETURN TO CRT DRAIN BLOCK | CRT | no data | FGPH | DRAIN VALVE | no data | BFW | PD-064A |  | CLOSED | OPEN | Water | 0.75" | 902.0 | 4423 | V
Unit 2 | YES | BFW IP/FGPH/CRT | 01-VBFW402 | FGPH FW RETURN TO CRT DRAIN ROOT | CRT | no data | FGPH | DRAIN VALVE | no data | BFW | PD-064A |  | CLOSED | OPEN | Water | 0.75" | 901.0 | 4422 | V
Unit 2 | YES | BFW IP/FGPH/CRT/01-BST-BFW107 | 01-VBFW459 | FGPH FW RETURN TO CRT after strainer vent BLOCK | CRT | no data | FGPH | VENT VALVE | no data | BFW | PD-064A |  | CLOSED | OPEN | Water | 0.75" | 947.0 | 4468 | V
Unit 2 | YES | BFW IP/FGPH/CRT/01-BST-BFW107 | 01-VBFW460 | FGPH FW RETURN TO CRT after strainer vent ROOT | CRT | no data | FGPH | VENT VALVE | no data | BFW | PD-064A |  | CLOSED | OPEN | Water | 0.75" | 948.0 | 4469 | V
Unit 2 | YES | BFW IP/FGPH/CRT/01-BST-BFW107 | 01-VBFW450 | FGPH FW RETURN TO CRT DRAIN AFTER STRNR BLOCK | CRT | no data | FGPH | DRAIN VALVE | no data | BFW | PD-064A |  | CLOSED | OPEN | Water | 0.75" | 942.0 | 4463 | V
Unit 2 | YES | BFW IP/FGPH/CRT/01-BST-BFW107 | 01-VBFW449 | FGPH FW RETURN TO CRT DRAIN AFTER STRNR ROOT | CRT | no data | FGPH | DRAIN VALVE | no data | BFW | PD-064A |  | CLOSED | OPEN | Water | 0.75" | 941.0 | 4462 | V
Unit 2 | YES | BFW IP/FGPH/CRT/01-BST-BFW107 | 01-VBFW379 | FGPH FW RETURN TO CRT iso after CV | CRT | no data | FGPH | FG HX OUTLET RECIRC CV OUTLET ISOLATION | no data | BFW | PD-064A |  | OPEN | CLOSED | Water | 4" | 888.0 | 4407 | V
Unit 2 | YES | BFW IP/FGPH/CRT/01-BST-BFW107 | 01-VBFW366 | FGPH FW RETURN TO CRT strainer drain BLOCK | CRT | no data | FGPH | DRAIN VALVE | no data | BFW | PD-064A |  | CLOSED | OPEN | Water | 0.75" | 875.0 | 4394 | V
Unit 2 | YES | BFW IP/FGPH/CRT/01-BST-BFW107 | 01-VBFW292 | FGPH FW RETURN TO CRT strainer drain ROOT | CRT | no data | FGPH | STRAINER DRAIN | no data | BFW | PD-064A |  | CLOSED | OPEN | Water | 0.75" | 802.0 | 4318 | V
Unit 2 | hung | BFW IP/FGPH/CRT/01-BST-BFW107 | 01-VBFW440 | FGPH FW RETURN TO CRT strainer vent BLOCK | CRT | no data | FGPH | STRAINER VENT | no data | BFW | PD-064A |  | CLOSED | OPEN | Water | 0.75" | 933.0 | 4454 | V
Unit 2 | hung | BFW IP/FGPH/CRT/01-BST-BFW107 | 01-VBFW441 | FGPH FW RETURN TO CRT strainer vent ROOT | CRT | no data | FGPH | STRAINER VENT | no data | BFW | PD-064A |  | CLOSED | OPEN | Water | 0.75" | 934.0 | 4455 | V
Unit 2 | PRINTING | BFW/BFP A | 01-VBFW195 | BFP "A" HP FW discharge drain BLOCK | Pipe Rack 1st | no data | BFP A | DRAIN VALVE | no data | BFW | PD-061A |  | CLOSED | OPEN | Water | 1" | 5601.0 | 4213 | V
Unit 2 | PRINTING | BFW/BFP A | 01-VBFW194 | BFP "A" HP FW discharge drain ROOT | Pipe Rack 1st | no data | BFP A | DRAIN VALVE | no data | BFW | PD-061A |  | CLOSED | OPEN | Water | 1" | 5600.0 | 4212 | V
Unit 2 | PRINTING | BFW/BFP A | 01-VBFW604 | BFP "A" HP FW discharge vent BLOCK | Pipe Rack 1st | no data | BFP A | VENT VALVE | no data | BFW | PD-061A |  | CLOSED | OPEN | Water | 0.75" | 989.0 | 4510 | V
Unit 2 | PRINTING | BFW/BFP A | 01-VBFW605 | BFP "A" HP FW discharge vent ROOT | Pipe Rack 1st | no data | BFP A | VENT VALVE | no data | BFW | PD-061A |  | CLOSED | OPEN | Water | 0.75" | 990.0 | 4511 | V
Unit 2 |  | BFW/BFP A | 01-VBFW271A | BFP A HP Discharge MAN ISO EQ | Pipe Rack 1st Level | [7 empty] | CLOSED | CLOSED
Unit 2 |  | BFW/BFP A | 01-VBFW271B | BFP A HP Discharge MAN ISO EQ | Pipe Rack 1st Level | [7 empty] | CLOSED | CLOSED
Unit 2 | PRINTING | BFW/BFP A | 01-VBFW193 | BFP A HP FW DISCHARGE DRAIN BLOCK | Pipe Rack 1st | no data | no data | DRAIN VALVE | no data | BFW | PD-061A |  | CLOSED | OPEN | Water | 0.75" | 5524.0 | 4211 | V
Unit 2 | PRINTING | BFW/BFP A | 01-VBFW192 | BFP A HP FW DISCHARGE DRAIN ROOT | Pipe Rack 1st | no data | no data | DRAIN VALVE | no data | BFW | PD-061A |  | CLOSED | OPEN | Water | 0.75" | 5523.0 | 4210 | V
Unit 2 | PRINTING | BFW/BFP A | 01-VBFW271 | BFP A HP FW DISCHARGE ISOLATION | Pipe Rack 1st | no data | no data | BFP A HP DISCHARGE ISOLATION | no data | BFW | PD-061A |  | OPEN | CLOSED | Water | 10" | 5513.0 | 4292 | V
Unit 2 | PRINTING | BFW/BFP A | 01-VBFW190 | BFP A HP FW VENT BLOCK | Pipe Rack 1st | no data | no data | VENT VALVE | no data | BFW | PD-061A |  | CLOSED | OPEN | Water | 0.75" | 709.0 | 4208 | V
Unit 2 | PRINTING | BFW/BFP A | 01-VBFW189 | BFP A HP FW VENT ROOT | Pipe Rack 1st | no data | no data | VENT VALVE | no data | BFW | PD-061A |  | CLOSED | OPEN | Water | 0.75" | 708.0 | 4207 | V
EXCLUDE | no | BFW/BFP A | 01-BFW-HTR-02A | BFP A LOL HTR 480VAC | 01-LVB-PPL-1115 BR 19/21/23INSIDE HRSG SWG ENCLOSURE | no data | no data | no data | 480 V CIRCUIT BREACKER | no data | no data |  | CLOSED | OPEN | no data | no data | 4052.0 | 2403 | Electr
Unit 2 | YES | BFW/BFP A | 01-FCV-BFW147 | BFP A RECIRC FCV | U2 CONDENSATE RECIEVER TANK AREA | no data | no data | BFP A MIN RECIRC CV | no data | BFW | PD-061A |  | OPEN | CLOSED | Water | 3" | 448.0 | 2505 | no data
EXCLUDE | no | BFW/BFP A | 01-BFW-PNL-01A | BFP A SOUND ENCLOSURE EXHAUST FAN PWR FEED | 01-LVD-PPL-2111 BR 39 INSIDE HRSG SWG ENCLOSURE | no data | no data | no data | 208/120VAC CIRCUIT BREAKER | no data | no data |  | CLOSED | OPEN | no data | no data | 4130.0 | 2410 | Electr
EXCLUDE | no | BFW/BFP A | 01-BFW-PNL-01A | BFP A SOUND ENCLOSURE HEATER PWR FEED | 01-LVB-PPL-1112 BR19/21/23OUTSIDE HRSG SWG ENCLOSURE | no data | no data | no data | 480 V CIRCUIT BREACKER | no data | no data |  | CLOSED | OPEN | no data | no data | 4011.0 | 2409 | Electr
Unit 2 | YES | BFW/BFP A/01-BST-BFW102 | 01-VBFW218 | BFP "A" HP FW recirc iso after CV | CRT landing | no data | CV/CRT | BFP A MIN RECIRC ACC ISOLATION | no data | BFW | PD-061A |  | OPEN | CLOSED | Water | 6" | 5520.0 | 4230 | V
Unit 2 | YES | BFW/BFP A/01-BST-BFW102 | 01-VBFW217 | BFP "A" HP FW strainer drain BLOCK | CRT area | no data | Strainer | STRAINER DRAIN | no data | BFW | PD-061A |  | CLOSED | OPEN | Water | 1.5" | 5599.0 | 4229 | V
Unit 2 | YES | BFW/BFP A/01-BST-BFW102 | 01-VBFW216 | BFP "A" HP FW strainer drain ROOT | CRT area | no data | Strainer | STRAINER DRAIN | no data | BFW | PD-061A |  | CLOSED | OPEN | Water | 1.5" | 5598.0 | 4228 | V
Unit 2 | YES | BFW/BFP A/01-BST-BFW102 | 01-VBFW411 | BFP "A" HP FW strainer vent | CRT area | no data | Strainer | STRAINER VENT | no data | BFW | PD-061A |  | CLOSED | OPEN | Water | 1.5" | 910.0 | 4431 | V
Unit 2 | YES | BFW/BFP A/01-BST-BFW102 | 01-VBFW412 | BFP "A" HP FW strainer vent | CRT area | no data | Strainer | STRAINER VENT | no data | BFW | PD-061A |  | CLOSED | OPEN | Water | 1.5" | 911.0 | 4432 | V
Unit 2 | YES | BFW/BFP A/01-BST-BFW102 | 01-VBFW215 | BFP A Recirc Strainer Inlet ISO | CRT area | no data | Strainer | BFP A MIN RECIRC STRAINER ISOLATION | no data | BFW | PD-061A |  | OPEN | CLOSED | Water | 6" | 5517.0 | 4225 | V
Unit 2 |  | BFW/BFP A/01-BST-BFW102 | 01-VBFW215A | BFP A Recirc Strainer Inlet ISO EQ | CRT Area | [7 empty] | CLOSED | CLOSED
Unit 2 |  | BFW/BFP A/01-BST-BFW102 | 01-VBFW215B | BFP A Recirc Strainer Inlet ISO EQ | CRT Area | [7 empty] | CLOSED | CLOSED
Unit 2 | YES | BFW/BFP B | 01-FCV-BFW187 | 01 BFP B HP DISCHARGE MIN FLOW CONTROL VALVE | U2 CONDENSATE RECIEVER TANK AREA | no data | no data | BFP B MIN RECIRC CV | no data | BFW | PD-061A |  | OPEN | CLOSED | Water | 3" | 449.0 | 2506 | no data
Unit 2 | PRINTING | BFW/BFP B | 01-VBFW236 | BFP "B" HP FW discharge drain BLOCK | Pipe Rack 1st | no data | BFP B | DRAIN VALVE | no data | BFW | PD-061A |  | CLOSED | OPEN | Water | 0.75" | 5546.0 | 4251 | V
Unit 2 | PRINTING | BFW/BFP B | 01-VBFW238 | BFP "B" HP FW discharge drain BLOCK | Pipe Rack 1st | no data | BFP B | DRAIN VALVE | no data | BFW | PD-061A |  | CLOSED | OPEN | Water | 1" | 749.0 | 4253 | V
Unit 2 | PRINTING | BFW/BFP B | 01-VBFW235 | BFP "B" HP FW discharge drain ROOT | Pipe Rack 1st | no data | BFP B | DRAIN VALVE | no data | BFW | PD-061A |  | CLOSED | OPEN | Water | 0.75" | 5545.0 | 4250 | V
Unit 2 | PRINTING | BFW/BFP B | 01-VBFW237 | BFP "B" HP FW discharge drain ROOT | Pipe Rack 1st | no data | BFP B | DRAIN VALVE | no data | BFW | PD-061A |  | CLOSED | OPEN | Water | 1" | 748.0 | 4252 | V
Unit 2 | PRINTING | BFW/BFP B | 01-VBFW606 | BFP "B" HP FW discharge vent BLOCK | Pipe Rack 1st | no data | BFP B | VENT VALVE | no data | BFW | PD-061A |  | CLOSED | OPEN | Water | 0.75" | 991.0 | 4512 | V
Unit 2 | PRINTING | BFW/BFP B | 01-VBFW228 | BFP "B" HP FW discharge vent BLOCK | Pipe Rack 1st | no data | BFP B | VENT VALVE | no data | BFW | PD-061A |  | CLOSED | OPEN | Water | 0.75" | 739.0 | 4241 | V
Unit 2 | PRINTING | BFW/BFP B | 01-VBFW227 | BFP "B" HP FW discharge vent ROOT | Pipe Rack 1st | no data | BFP B | VENT VALVE | no data | BFW | PD-061A |  | CLOSED | OPEN | Water | 0.75" | 738.0 | 4239 | V
Unit 2 | PRINTING | BFW/BFP B | 01-VBFW607 | BFP "B" HP FW discharge vent ROOT | Pipe Rack 1st | no data | BFP B | VENT VALVE | no data | BFW | PD-061A |  | CLOSED | OPEN | Water | 0.75" | 992.0 | 4513 | V
Unit 2 | PRINTING | BFW/BFP B | 01-VBFW272A | BFP B HP Discharge MAN ISO EQ | Pipe Rack 1st Level | [7 empty] | CLOSED | CLOSED
Unit 2 |  | BFW/BFP B | 01-VBFW272B | BFP B HP Discharge MAN ISO EQ | Pipe Rack 1st Level | [7 empty] | CLOSED | CLOSED
Unit 2 | PRINTING | BFW/BFP B | 01-VBFW272 | BFP B HP FW DISCHARGE ISO | Pipe Rack 1st | no data | BFP B | BFP B HP DISCHARGE ISOLATION | no data | BFW | PD-061A |  | OPEN | CLOSED | Water | 10" | 5541.0 | 4296 | V
EXCLUDE | no | BFW/BFP B | 01-BFW-HTR-02B | BFP B LOL HTR 480VAC | 01-LVB-PPL-1115 BR 20/22/24INSIDE HRSG SWG ENCLOSURE | no data | no data | no data | 480 V CIRCUIT BREACKER | no data | no data |  | CLOSED | OPEN | no data | no data | 5529.0 | 2404 | Electr
EXCLUDE | no | BFW/BFP B | 01-BFW-PNL-01B | BFP B SOUND ENCLOSURE EXHAUST FAN PWR FEED | 01-LVD-PPL-2111 BR 41 INSIDE HRSG SWG ENCLOSURE | no data | no data | no data | 208/120VAC CIRCUIT BREAKER | no data | no data |  | CLOSED | OPEN | no data | no data | 4131.0 | 2412 | Electr
EXCLUDE | no | BFW/BFP B | 01-BFW-PNL-01B | BFP B SOUND ENCLOSURE HEATER PWR FEED | 01-LVB-PPL-1112 BR20/22/24OUTSIDE HRSG SWG ENCLOSURE | no data | no data | no data | 480 V CIRCUIT BREACKER | no data | no data |  | CLOSED | OPEN | no data | no data | 4012.0 | 2411 | Electr
Unit 2 | YES | BFW/BFP B/01-BST-BFW103 | 01-VBFW239 | BFP "B" HP FW recirc iso after CV | CRT landing | no data | CV/CRT | BFP B MIN RECIRC ACC ISOLATION | no data | BFW | PD-061A |  | OPEN | CLOSED | Water | 6" | 5544.0 | 4254 | V
Unit 2 | YES | BFW/BFP B/01-BST-BFW103 | 01-VBFW234 | BFP "B" HP FW strainer drain BLOCK | CRT area | no data | Strainer | STRAINER DRAIN | no data | BFW | PD-061A |  | CLOSED | OPEN | Water | 1.5" | 745.0 | 4249 | V
Unit 2 | YES | BFW/BFP B/01-BST-BFW103 | 01-VBFW233 | BFP "B" HP FW strainer drain ROOT | CRT area | no data | Strainer | STRAINER DRAIN | no data | BFW | PD-061A |  | CLOSED | OPEN | Water | 1.5" | 744.0 | 4248 | V
Unit 2 | YES | BFW/BFP B/01-BST-BFW103 | 01-VBFW428 | BFP "B" HP FW strainer vent BLOCK | CRT area | no data | Strainer | STRAINER VENT | no data | BFW | PD-061A |  | CLOSED | OPEN | Water | 1.5" | 921.0 | 4442 | V
Unit 2 | YES | BFW/BFP B/01-BST-BFW103 | 01-VBFW427 | BFP "B" HP FW strainer vent ROOT | CRT area | no data | Strainer | STRAINER VENT | no data | BFW | PD-061A |  | CLOSED | OPEN | Water | 1.5" | 920.0 | 4441 | V
Unit 2 | YES | BFW/BFP B/01-BST-BFW103 | 01-VBFW232 | BFP B Recirc Strainer Inlet ISO | CRT area | no data | Strainer | BFP B MIN RECIRC STRAINER ISOLATION | no data | BFW | PD-061A |  | OPEN | CLOSED | Water | 6" | 5543.0 | 4245 | V
Unit 2 |  | BFW/BFP B/01-BST-BFW103 | 01-VBFW232A | BFP B Recirc Strainer Inlet ISO EQ | CRT Area | [7 empty] | CLOSED | CLOSED
Unit 2 |  | BFW/BFP B/01-BST-BFW103 | 01-VBFW232B | BFP B Recirc Strainer Inlet ISO EQ | CRT Area | [7 empty] | CLOSED | CLOSED
Unit 2 | PRINTING | BFW/BFP/BFP A | 01-VBFW169 | BFP "A" IP FW discharge drain BLOCK | Pipe Rack 1st | no data | BFP A | DRAIN VALVE | no data | BFW | PD-060A |  | CLOSED | OPEN | Water | 0.75" | 5526.0 | 4188 | V
Unit 2 | PRINTING | BFW/BFP/BFP A | 01-VBFW168 | BFP "A" IP FW discharge drain ROOT | Pipe Rack 1st | no data | BFP A | DRAIN VALVE | no data | BFW | PD-060A |  | CLOSED | OPEN | Water | 0.75" | 5525.0 | 4187 | V
Unit 2 | PRINTING | BFW/BFP/BFP A | 01-VBFW506 | BFP "A" IP FW discharge venT BLOCK | Pipe Rack 1st | no data | BFP A | VENT VALVE | no data | BFW | PD-060A |  | CLOSED | OPEN | Water | 0.75" | 953.0 | 4474 | V
Unit 2 | PRINTING | BFW/BFP/BFP A | 01-VBFW430 | BFP "A" IP FW discharge vent ROOT | Pipe Rack 1st | no data | BFP A | VENT VALVE | no data | BFW | PD-060A |  | CLOSED | OPEN | Water | 0.75" | 923.0 | 4444 | V
Unit 2 | PRINTING | BFW/BFP/BFP A | 01-MOV-BFW146 | BFP A HP DISCHARGE BYPASS MOV HANDWHEEL | Pipe Rack 1st | no data | no data | no data | no data | no data | no data |  | OPEN | CLOSED | no data | no data | 5486.0 | 3263 | MOV
EXCLUDE | PRINTING | BFW/BFP/BFP A | 01-MOV-BFW146 | BFP A HP DISCHARGE BYPASS MOV POWER | 01-LVB-PPL-1113 BR 2/4/6PIPE RACK 1 BY STARTUP HTR | no data | no data | no data | 480 V CIRCUIT BREACKER | no data | no data |  | CLOSED | OPEN | no data | no data | 4028.0 | 3266 | MOV
Unit 2 |  | BFW/BFP/BFP A | 01-MOV-BFW145A | BFP A HP Discharge MOV EQ | Pipe Rack 1st Level | [7 empty] | CLOSED | CLOSED
Unit 2 |  | BFW/BFP/BFP A | 01-MOV-BFW145B | BFP A HP Discharge MOV EQ | Pipe Rack 1st Level | [7 empty] | CLOSED | CLOSED
EXCLUDE | PRINTING | BFW/BFP/BFP A | 01-MOV-BFW145 | BFP A HP DISCHARGE MOV POWER | 01-LVB-PPL-1113 BR 1/3/5PIPE RACK 1 BY STARTUP HTR | no data | no data | BFP A HP DISCHARGE ISOLATION MOV | no data | BFW | PD-061A |  | CLOSED | OPEN | Water | 10" | 5593.0 | 3262 | MOV
Unit 2 | PRINTING | BFW/BFP/BFP A | 01-MOV-BFW140 | BFP A IP discharge bypass MOV handweel | PIPE RACK 1st | no data | no data | no data | Valve | no data | no data |  | OPEN | CLOSED | no data | no data | 5487.0 | 3260 | MOV
EXCLUDE | PRINTING | BFW/BFP/BFP A | 01-MOV-BFW140 | BFP A IP discharge bypass MOV POWER | 01-LVB-PPL-1113 BR 14/16/18PIPE RACK 1 BY STARTUP HTR | no data | no data | no data | 480 V CIRCUIT BREACKER | no data | no data |  | CLOSED | OPEN | no data | no data | 4032.0 | 3261 | MOV
Unit 2 | PRINTING | BFW/BFP/BFP A | 01-MOV-BFW139 | BFP A IP DISCHARGE MOV HANDWHEEL | U2 1ST LEVEL PIPE RACK | no data | no data | BFP A IP DISCHARGE ISOLATION MOV | no data | BFW | PD-060A |  | OPEN | CLOSED | Water | 6" | 5596.0 | 3259 | MOV
EXCLUDE | PRINTING | BFW/BFP/BFP A | 01-MOV-BFW139 | BFP A IP DISCHARGE MOV POWER | 01-LVB-PPL-1113 BR 13/15/17PIPE RACK 1 BY STARTUP HTR | [7 empty] | CLOSED | OPEN |  |  |  | 3258
Unit 2 | PRINTING | BFW/BFP/BFP A | 01-VBFW269 | BFP A IP FW discharge iso | Pipe Rack 1st | no data | BFP A | BFP A IP DISCHARGE ISOLATION | no data | BFW | PD-060A |  | OPEN | CLOSED | Water | 6" | 5512.0 | 4288 | V
Unit 2 | PRINTING | BFW/BFP/BFP A | 01-VBFW269A | BFP A IP Outlet ISO EQ | Pipe Rack 1st Level | [7 empty] | CLOSED | CLOSED
Unit 2 |  | BFW/BFP/BFP A | 01-VBFW269B | BFP A IP Outlet ISO EQ | Pipe Rack 1st Level | [7 empty] | CLOSED | CLOSED
Unit 2 | PRINTING | BFW/BFP/BFP B | 01-VBFW176 | BFP "B" IP FW discharge drain BLOCK | Pipe Rack 1st | no data | BFP B | DRAIN VALVE | no data | BFW | PD-060A |  | CLOSED | OPEN | Water | 0.75" | 5548.0 | 4195 | V
Unit 2 | PRINTING | BFW/BFP/BFP B | 01-VBFW175 | BFP "B" IP FW discharge drain ROOT | Pipe Rack 1st | no data | BFP B | DRAIN VALVE | no data | BFW | PD-060A |  | CLOSED | OPEN | Water | 0.75" | 5547.0 | 4194 | V
Unit 2 | PRINTING | BFW/BFP/BFP B | 01-VBFW173 | BFP "B" IP FW discharge vent BLOCK | Pipe Rack 1st | no data | BFP B | VENT VALVE | no data | BFW | PD-060A |  | CLOSED | OPEN | Water | 0.75" | 694.0 | 4192 | V
Unit 2 | PRINTING | BFW/BFP/BFP B | 01-VBFW172 | BFP "B" IP FW discharge vent ROOT | Pipe Rack 1st | no data | BFP B | VENT VALVE | no data | BFW | PD-060A |  | CLOSED | OPEN | Water | 0.75" | 693.0 | 4191 | V
Unit 2 | PRINTING | BFW/BFP/BFP B | 01-MPV-BFW186 | BFP B HP DISCHARGE BYPASS MOV HANDWHEEL | Pipe Rack 1st | no data | no data | no data | Valve | no data | no data |  | CLOSED | CLOSED | no data | no data | 5498.0 | 3480 | no data
EXCLUDE | PRINTING | BFW/BFP/BFP B | 01-MOV-BFW186 | BFP B HP DISCHARGE BYPASS MOV POWER | 01-LVB-PPL-1113 BR 8/10/12PIPE RACK 1 BY STARTUP HTR | no data | no data | no data | 480 V CIRCUIT BREACKER | no data | no data |  | CLOSED | OPEN | no data | no data | 5533.0 | 3274 | MOV
Unit 2 |  | BFW/BFP/BFP B | 01-MOV-BFW185A | BFP B HP Discharge MOV EQ | Pipe Rack 1st Level | [7 empty] | CLOSED | CLOSED
Unit 2 |  | BFW/BFP/BFP B | 01-MOV-BFW185B | BFP B HP Discharge MOV EQ | Pipe Rack 1st Level | [7 empty] | CLOSED | CLOSED
Unit 2 | PRINTING | BFW/BFP/BFP B | 01-MOV-BFW185 | BFP B HP DISCHARGE MOV HANDWHEEL | U2 1ST LEVEL PIPE RACK | no data | no data | BFP B HP DISCHARGE ISOLATION MOV | no data | BFW | PD-061A |  | OPEN | CLOSED | Water | 10" | 5542.0 | 3272 | MOV
EXCLUDE | PRINTING | BFW/BFP/BFP B | 01-MOV-BFW185 | BFP B HP DISCHARGE MOV POWER | 01-LVB-PPL-1113 BR 7/9/11PIPE RACK 1 BY STARTUP HTR | [7 empty] | CLOSED | OPEN |  |  |  | 3273
Unit 2 | PRINTING | BFW/BFP/BFP B | 01-MOV-BFW180 | BFP B IP discharge bypass MOV handweel | PIPE RACK | no data | no data | no data | Valve | no data | no data |  | CLOSED | CLOSED | no data | no data | 5496.0 | 3269 | MOV
EXCLUDE | PRINTING | BFW/BFP/BFP B | 01-MOV-BFW180 | BFP B IP discharge bypass MOV POWER | 01-LVB-PPL-1113 BR 19/21/23PIPE RACK 1 BY STARTUP HTR | no data | no data | no data | 480 V CIRCUIT BREACKER | no data | no data |  | CLOSED | OPEN | no data | no data | 4033.0 | 3271 | MOV
Unit 2 | PRINTING | BFW/BFP/BFP B | 01-MOV-BFW179 | BFP B IP DISCHARGE MOV HANDWHEEL | U2 1ST LEVEL PIPE RACK | no data | no data | BFP B IP DISCHARGE ISOLATION MOV | no data | BFW | PD-060A |  | OPEN | CLOSED | Water | 6" | 5539.0 | 3267 | MOV
EXCLUDE | PRINTING | BFW/BFP/BFP B | 01-MOV-BFW179 | BFP B IP DISCHARGE MOV POWER | 01-LVB-PPL-1113 BR 20/22/24PIPE RACK 1 BY STARTUP HTR | [7 empty] | CLOSED | OPEN |  |  |  | 3268
Unit 2 | PRINTING | BFW/BFP/BFP B | 01-VBFW270A | BFP B IP FW discharge EQ | Pipe Rack 1st Level | [7 empty] | CLOSED | CLOSED
Unit 2 |  | BFW/BFP/BFP B | 01-VBFW270B | BFP B IP FW discharge EQ | Pipe Rack 1st Level | [7 empty] | CLOSED | CLOSED
Unit 2 | PRINTING | BFW/BFP/BFP B | 01-VBFW270 | BFP B IP FW discharge iso | Pipe Rack 1st | no data | BFP B | BFP B IP DISCHARGE ISOLATION | no data | BFW | PD-060A |  | OPEN | CLOSED | Water | 6" | 5537.0 | 4290 | V
Unit 2 |  | BFW/BFP/HELLEN STRNR | 01-VBFW264A | BFP suction from CND EQ | Pipe Rack 1st Level | [7 empty] | CLOSED | CLOSED
Unit 2 |  | BFW/BFP/HELLEN STRNR | 01-VBFW264B | BFP suction from CND EQ | Pipe Rack 1st Level | [7 empty] | CLOSED | CLOSED
Unit 2 | PRINTING | BFW/BFP/HELLEN STRNR | 01-VBFW264 | BFP suction from CND iso | Pipe Rack 1st | no data | BFP A/B suction | BFP SUCTION ISOLATION FROM LPEC BYPASS | no data | BFW | PD-060A |  | OPEN | CLOSED | Water | 8" | 6718.0 | 4279 | V
Unit 2 | PRINTING | BFW/BFP/HELLEN STRNR | 01-VBFW152A | BFP suction from LP drum EQ | Pipe Rack 1st Level | [7 empty] | CLOSED | CLOSED
Unit 2 |  | BFW/BFP/HELLEN STRNR | 01-VBFW152B | BFP suction from LP drum EQ | Pipe Rack 1st Level | [7 empty] | CLOSED | CLOSED
Unit 2 | PRINTING | BFW/BFP/HELLEN STRNR | 01-VBFW152 | BFP suction from LP drum iso | Pipe Rack 1st | no data | BFP A/B suction | BFW SUCTION LP DRUM ISOLATION | no data | BFW | PD-060A |  | OPEN | CLOSED | Water | 12" | 6753.0 | 4173 | V
Unit 2 | PRINTING | BFW/BFP/HELLEN STRNR/BFP A | 01-VBFW265 | BFP A suction iso | Pipe Rack 1st | no data | BFP A | BFP A SUCTION ISOLATION | no data | BFW | PD-060A |  | OPEN | CLOSED | Water | 12" | 6720.0 | 4281 | V
Unit 2 | PRINTING | BFW/BFP/HELLEN STRNR/BFP A | 01-VBFW265A | BFP A Suction ISO EQ | Pipe Rack 1st Level | [7 empty] | CLOSED | CLOSED
Unit 2 | PRINTING | BFW/BFP/HELLEN STRNR/BFP A | 01-VBFW265B | BFP A Suction ISO EQ | Pipe Rack 1st Level | [7 empty] | CLOSED | CLOSED
Unit 2 | PRINTING | BFW/BFP/HELLEN STRNR/BFP B | 01-VBFW266 | BFP B suction iso | Pipe Rack 1st | no data | BFP B | BFP B SUCTION ISOLATION | no data | BFW | PD-060A |  | OPEN | CLOSED | Water | 12" | 6721.0 | 4284 | V
Unit 2 | PRINTING | BFW/BFP/HELLEN STRNR/BFP B | 01-VBFW266A | BFP B Suction ISO EQ | Pipe Rack 1st Level | [7 empty] | CLOSED | CLOSED
Unit 2 | PRINTING | BFW/BFP/HELLEN STRNR/BFP B | 01-VBFW266B | BFP B Suction ISO EQ | Pipe Rack 1st Level | [7 empty] | CLOSED | CLOSED
Unit 2 |  | BFW/HP STEAM/HP BYPASS | 01-VBFW129A | HP steam bypass spray CV BLOCK EQ | Pipe Rack 3rd Level | [7 empty] | CLOSED | CLOSED
Unit 2 |  | BFW/HP STEAM/HP BYPASS | 01-VBFW129B | HP steam bypass spray CV BLOCK EQ | Pipe Rack 3rd Level | [7 empty] | CLOSED | CLOSED
Unit 2 | no | BFW/HP STEAM/HP BYPASS | 01-VBFW129 | HP steam bypass spray CV BLOCK ISO | Pipe Rack 3rd | no data | Attemperator HP | HPS BYPASS SPRAY ISOLATION | no data | BFW | PD-062A |  | OPEN | CLOSED | Water | 3" | 658.0 | 4155 | V
Unit 2 |  | BFW/HP STEAM/HP BYPASS | 01-VBFW128A | HP steam bypass spray CV ROOT EQ | Pipe Rack 3rd Level | [7 empty] | CLOSED | CLOSED
Unit 2 |  | BFW/HP STEAM/HP BYPASS | 01-VBFW128B | HP steam bypass spray CV ROOT EQ | Pipe Rack 3rd Level | [7 empty] | CLOSED | CLOSED
Unit 2 | no | BFW/HP STEAM/HP BYPASS | 01-VBFW128 | HP steam bypass spray CV ROOT ISO | Pipe Rack 3rd | no data | Attemperator HP | HPS BYPASS SPRAY ISOLATION | no data | BFW | PD-062A |  | OPEN | CLOSED | Water | 3" | 657.0 | 4154 | V
Unit 2 | no | BFW/HP STEAM/HP BYPASS | 01-VBFW131 | HP steam bypass spray drain BLOCK | Pipe Rack 3rd | no data | Attemperator HP | DRAIN VALVE | no data | BFW | PD-062A |  | CLOSED | OPEN | Water | 0.75" | 660.0 | 4157 | V
Unit 2 | no | BFW/HP STEAM/HP BYPASS | 01-VBFW130 | HP steam bypass spray drain ROOT | Pipe Rack 3rd | no data | Attemperator HP | DRAIN VALVE | no data | BFW | PD-062A |  | CLOSED | OPEN | Water | 0.75" | 659.0 | 4156 | V
Unit 2 | hung | BFW/HP STEAM/HP TERMINAL | 01-TCV-HHS902 | HP FINAL ATTEMPERATOR CONTROL VALVE | PIPE RACK 2ND | HRSG/FW HP/STEAM HEADER HP | no data | HP FINAL ATTEMPERATOR CONTROL VALVE | POVCTRL | no data | 2080_00005‐3 |  | AUTO | CLOSED | Water | 2" | no data | 3902 | no data
Unit 2 | no | BFW/HRH TERMIANL | 01-VBFW118 | HRH Term. Attemp. CV Downstream ISO | Pipe Rack 2nd | no data | Attemperator HRH | HRH TA SPRAY SUPPLY ISOLATION | no data | BFW | PD-034A |  | OPEN | CLOSED | Water | 3" | 652.0 | 4145 | V
Unit 2 |  | BFW/HRH TERMIANL | 01-VBFW118A | HRH Term. Attemp. CV Downstream ISO EQ | Pipe Rack 2nd Level | [7 empty] | CLOSED | CLOSED
Unit 2 |  | BFW/HRH TERMIANL | 01-VBFW118B | HRH Term. Attemp. CV Downstream ISO EQ | Pipe Rack 2nd Level | [7 empty] | CLOSED | CLOSED
Unit 2 | no | BFW/HRH TERMIANL | 01-VBFW575 | HRH terminal attemperator before CV iso BLOCK | Pipe Rack 2nd | no data | Attemperator HRH | ISOLATION TO HRH TA SPRAY | no data | BFW | PD-062A |  | OPEN | CLOSED | Water | 3" | 980.0 | 4501 | V
Unit 2 |  | BFW/HRH TERMIANL | 01-VBFW575A | HRH terminal attemperator before CV iso BLOCK EQ | Pipe Rack 2nd Level | [7 empty] | CLOSED | CLOSED
Unit 2 |  | BFW/HRH TERMIANL | 01-VBFW575B | HRH terminal attemperator before CV iso BLOCK EQ | Pipe Rack 2nd Level | [7 empty] | CLOSED | CLOSED
Unit 2 | no | BFW/HRH TERMIANL | 01-VBFW574 | HRH terminal attemperator before CV iso ROOT | Pipe Rack 2nd | no data | Attemperator HRH | ISOLATION TO HRH TA SPRAY | no data | BFW | PD-062A |  | OPEN | CLOSED | Water | 3" | 979.0 | 4500 | V
Unit 2 |  | BFW/HRH TERMIANL | 01-VBFW574A | HRH terminal attemperator before CV iso ROOT EQ | Pipe Rack 2nd Level | [7 empty] | CLOSED | CLOSED
Unit 2 |  | BFW/HRH TERMIANL | 01-VBFW574B | HRH terminal attemperator before CV iso ROOT EQ | Pipe Rack 2nd Level | [7 empty] | CLOSED | CLOSED
Unit 2 | no | BFW/HRH TERMIANL | 01-VBFW577 | HRH terminal attemperator drain BLOCK | Pipe Rack 2nd | no data | Attemperator HRH | DRAIN VALVE | no data | BFW | PD-062A |  | CLOSED | CLOSED | Water | 0.75" | 982.0 | 4503 | V
Unit 2 | no | BFW/HRH TERMIANL | 01-VBFW576 | HRH terminal attemperator drain ROOT | Pipe Rack 2nd | no data | Attemperator HRH | DRAIN VALVE | no data | BFW | PD-062A |  | CLOSED | CLOSED | Water | 0.75" | 981.0 | 4502 | V
Unit 2 | no | CALCITE CONTACTOR | 01-VDWS819 | CALCITE WATER MAIN OUTLET ISO | TURBINE BUILDING | no data | RO | no data | MANUAL | DWT | 2000AD |  | OPEN | CLOSED | no data | 3" | 6714.0 | 5333 | V
Unit 2 | no | CALCITE CONTACTOR | 01-VDWS820 | CALCITE BACKWASH MAIN INLET | TURBINE BUILDING | no data | RO | no data | MANUAL | DWT | 2000AD |  | OPEN | CLOSED | no data | 3" | 6710.0 | 5334 | V
Unit 2 | no | CALCITE CONTACTOR | 01-VDWS801 | CALCITE CONTACTOR "A" DRAIN | TURBINE BUILDING | no data | RO | no data | MANUAL | DWT | 2000AD |  | CLOSED | CLOSED | no data | 2" | 3562.0 | 5315 | V
Unit 2 | no | CALCITE CONTACTOR | 01-VDWS818 | CALCITE CONTACTOR BACKWASH OUTLET ISO | TURBINE BUILDING | no data | no data | no data | no data | no data | no data |  | OPEN | CLOSED | no data | no data | 3578.0 | 5332 | V
Unit 2 | no | CALCITE CONTACTOR | 01-VDWS809 | CALCITE CONTACTOR CO2 INJECTION ISO | TURBINE BUILDING | no data | RO | no data | MANUAL | DWT | 2000AD |  | OPEN | CLOSED | no data | 1" | 3563.0 | 5323 | V
Unit 2 | no | CALCITE CONTACTOR | 01-VDWS800 | CALCITE CONTACTOR DEMIN INLET ISO VALVE | TURBINE BUILDING | no data | RO | no data | VALVE | DWT | 2000AD |  | OPEN | CLOSED | no data | 1/2" | 6711.0 | 5314 | V
Unit 2 | no | CALCITE CONTACTOR | 01-VDWS813 | CALCITE CONTACTOR VESSEL "1" WATER OUTLET | TURBINE BUILDING | no data | RO | no data | MANUAL | DWT | 2000AD |  | OPEN | CLOSED | no data | 3" | 6712.0 | 5327 | V
Unit 2 | no | CALCITE CONTACTOR | 01-VDWS817 | CALCITE CONTACTOR VESSEL "2" WATER OUTLET | TURBINE BUILDING | no data | RO | no data | MANUAL | DWT | 2000AD |  | OPEN | CLOSED | no data | 3" | 6713.0 | 5331 | V
Unit 2 | no | CALCITE CONTACTOR | 01-VDWS811 | CALCITE CONTACTOR VESSEL "A" BACKWASH INLET | TURBINE BUILDING | no data | RO | no data | MANUAL | DWT | 2000AD |  | OPEN | CLOSED | no data | 3" | 3566.0 | 5325 | V
Unit 2 | no | CALCITE CONTACTOR | 01-VDWS812 | CALCITE CONTACTOR VESSEL "A" BACKWASH OUTLET | TURBINE BUILDING | no data | RO | no data | MANUAL | DWT | 2000AD |  | OPEN | CLOSED | no data | 3" | 3567.0 | 5326 | V
Unit 2 | no | CALCITE CONTACTOR | 01-VDWS810 | CALCITE CONTACTOR VESSEL "A" DEMIN WATER INLET | TURBINE BUILDING | no data | RO | no data | MANUAL | DWT | 2000AD |  | OPEN | CLOSED | no data | 3" | 3564.0 | 5324 | V
Unit 2 | no | CALCITE CONTACTOR | 01-VDWS803 | CALCITE CONTACTOR VESSEL "A" VENT | TURBINE BUILDING | no data | RO | no data | MANUAL | DWT | 2000AD |  | CLOSED | OPEN | no data | 1" | 3569.0 | 5317 | V
Unit 2 | no | CALCITE CONTACTOR | 01-VDWS815 | CALCITE CONTACTOR VESSEL "B" BACKWASH INLET | TURBINE BUILDING | no data | RO | no data | MANUAL | DWT | 2000AD |  | OPEN | CLOSED | no data | 3" | 3572.0 | 5329 | V
Unit 2 | no | CALCITE CONTACTOR | 01-VDWS816 | CALCITE CONTACTOR VESSEL "B" BACKWASH OUTLET | TURBINE BUILDING | no data | RO | no data | MANUAL | DWT | 2000AD |  | OPEN | CLOSED | no data | 3" | 3573.0 | 5330 | V
Unit 2 | no | CALCITE CONTACTOR | 01-VDWS814 | CALCITE CONTACTOR VESSEL "B" DEMIN WATER INLET | TURBINE BUILDING | no data | RO | no data | MANUAL | DWT | 2000AD |  | OPEN | CLOSED | no data | 3" | 3570.0 | 5328 | V
Unit 2 | no | CALCITE CONTACTOR | 01-VDWS802 | CALCITE CONTACTOR VESSEL "B" DRAIN | TURBINE BUILDING | no data | RO | no data | MANUAL | DWT | 2000AD |  | CLOSED | OPEN | no data | 2" | 3574.0 | 5316 | V
Unit 2 | no | CALCITE CONTACTOR | 01-VDWS804 | CALCITE CONTACTOR VESSEL "B" VENT | TURBINE BUILDING | no data | RO | no data | MANUAL | DWT | 2000AD |  | CLOSED | OPEN | no data | 1" | 3575.0 | 5318 | V
Unit 2 | no | CALCITE CONTACTOR | 01-VDWS108 | CALCITE DRAIN | CALCITE SKID AREA | no data | no data | DRAIN | no data | DWS | PD-333A |  | CLOSED | OPEN | Water | 0.75" | 1576.0 | 5297 | V
EXCLUDE | no | CALCITE CONTACTOR | 01-DWS-CPL-06 | CALCITE FILTER 120VAC RECEP | 01-LVD-PPL-21133 BR 6 TURBINE DECK SW | no data | no data | no data | 208/120VAC CIRCUIT BREAKER | no data | no data |  | CLOSED | OPEN | no data | no data | 4215.0 | 2501 | Electr
Unit 2 | no | CALCITE CONTACTOR | 01-VDWS107 | CALCITE FILTER CO2 INJECTION MODULE ISOLATION | CALCITE SKID AREA | no data | no data | CALCITE FILTER CO2 INJECTION MODULE ISOLATION | no data | DWS | PD-333A |  | OPEN | CLOSED | Water | 1" | 6708.0 | 5296 | V
Unit 2 | no | CALCITE CONTACTOR | 01-DWS-CPL-06 | CALCITE FILTER UPS FEED 1 | HRSG 2 U2 UPS PANEL, BR18 | no data | no data | no data | no data | no data | no data |  | CLOSED | OPEN | no data | no data | 5359.0 | 2499 | Electr
Unit 2 | no | CALCITE CONTACTOR | 01-DWS-CPL-06 | CALCITE FILTER UPS FEED 2 | HRSG 2 U2 UPS PANEL, BR13 | no data | no data | no data | no data | no data | no data |  | CLOSED | OPEN | no data | no data | 5366.0 | 2500 | Electr
Unit 2 | no | CALCITE CONTACTOR | 01-VDWS106 | CO2 outlet to CALCITE FILTER ISOLATION | CALCITE SKID AREA | no data | no data | CALCITE FILTER ISOLATION | no data | DWS | PD-333A |  | OPEN | CLOSED | Water | 1" | 6709.0 | 5295 | V
Unit 2 | no | CALCITE CONTACTOR | 01-VDWS104 | Unit 2 EVAP COOLER SUPPLY ISOLATION | CALCITE SKID AREA | no data | no data | Unit 2 EVAP COOLER SUPPLY ISOLATION | no data | DWS | PD-333A |  | OPEN | CLOSED | Water | 3" | 1572.0 | 5293 | V
EXCLUDE | no | CALSITE CONTACTOR | 01-DWS-CPL-07 | CALCITE FILTER CO2 INJ MODULE CONTROL PANEL | 01-LVD-PPL-21133 BR 11 TURBINE DECK SW | no data | no data | no data | 208/120VAC CIRCUIT BREAKER | no data | no data |  | CLOSED | OPEN | no data | no data | 4203.0 | 2502 | Electr
Unit 2 | no | CCW A | 01-VCCW134 | CCW PMP "A" DISCHARGE DRAIN | CCW PUMP AREA | no data | no data | DRAIN | no data | CCW | PD-270A |  | CLOSED | OPEN | WATER/GLYCOL | 0.75" | 1065.0 | 4722 | V
Unit 2 | no | CCW A | 01-VCCW136 | CCW PMP "A" DISCHARGE VENT | CCW PUMP AREA | no data | no data | VENT | no data | CCW | PD-270A |  | CLOSED | OPEN | WATER/GLYCOL | 0.75" | 1067.0 | 4724 | V
Unit 2 | no | CCW A | 01-VCCW117 | CCW PMP "A" DRAIN | CCW PUMP AREA | no data | no data | DRAIN | no data | CCW | PD-270A |  | CLOSED | OPEN | WATER/GLYCOL | 0.75" | 1048.0 | 4705 | V
Unit 2 | no | CCW A | 01-VCCW139 | CCW PMP "A" DRAIN | CCW PUMP AREA | no data | no data | DRAIN | no data | CCW | PD-270A |  | CLOSED | OPEN | WATER/GLYCOL | 0.75" | 1070.0 | 4727 | V
Unit 2 | no | CCW A | 01-VCCW132 | CCW PMP "A" SUCTION STRAINER DRAIN | CCW PUMP AREA | no data | no data | DRAIN | no data | CCW | PD-270A |  | CLOSED | OPEN | WATER/GLYCOL | 2" | 1063.0 | 4720 | V
Unit 2 | no | CCW A | 01-VCCW159 | CCW PMP "A" SUCTION STRAINER VENT | CCW PUMP AREA | no data | no data | VENT | no data | CCW | PD-270A |  | CLOSED | OPEN | WATER/GLYCOL | 0.75" | 1090.0 | 4747 | V
Unit 2 | no | CCW A | 01-VCCW112 | CCW PMP "A" VENT | CCW PUMP AREA | no data | no data | VENT | no data | CCW | PD-270A |  | CLOSED | OPEN | WATER/GLYCOL | 0.75" | 1043.0 | 4700 | V
Unit 2 | no | CCW A | 01-VCCW201 | CCW PMP "A" VENT | CCW PUMP AREA | no data | no data | VENT | no data | CCW | PD-270A |  | OPEN | OPEN | WATER/GLYCOL | 0.75" | 1129.0 | 4786 | V
Unit 2 | no | CCW A | 01-VCCW109 | PUMP "A" DISCHARGE ISOLATION | CCW PUMP AREA | no data | no data | PUMP DISCHARGE ISOLATION | no data | CCW | PD-270A |  | OPEN | CLOSED | WATER/GLYCOL | 24" | 1040.0 | 4697 | V
Unit 2 | no | CCW A | 01-VCCW121 | PUMP "A" SUCTION ISOLATION | CCW PUMP AREA | no data | no data | PUMP SUCTION ISOLATION | no data | CCW | PD-270A |  | OPEN | CLOSED | WATER/GLYCOL | 24" | 1052.0 | 4709 | V
Unit 2 | no | CCW B | 01-VCCW141 | CCW PMP "B" DRAIN | CCW PUMP AREA | no data | no data | DRAIN | no data | CCW | PD-270A |  | CLOSED | OPEN | WATER/GLYCOL | 0.75" | 1072.0 | 4729 | V
Unit 2 | no | CCW B | 01-VCCW151 | CCW PMP "B" DRAIN | CCW PUMP AREA | no data | no data | DRAIN | no data | CCW | PD-270A |  | CLOSED | OPEN | WATER/GLYCOL | 0.75" | 1082.0 | 4739 | V
Unit 2 | no | CCW B | 01-VCCW152 | CCW PMP "B" SUCTION STRAINER DRAIN | CCW PUMP AREA | no data | no data | DRAIN | no data | CCW | PD-270A |  | CLOSED | OPEN | WATER/GLYCOL | 2" | 1083.0 | 4740 | V
Unit 2 | no | CCW B | 01-VCCW158 | CCW PMP "B" SUCTION STRAINER VENT | CCW PUMP AREA | no data | no data | VENT | no data | CCW | PD-270A |  | CLOSED | OPEN | WATER/GLYCOL | 0.75" | 1089.0 | 4746 | V
Unit 2 | no | CCW B | 01-VCCW111 | CCW PMP "B" VENT | CCW PUMP AREA | no data | no data | VENT | no data | CCW | PD-270A |  | CLOSED | OPEN | WATER/GLYCOL | 0.75" | 1042.0 | 4699 | V
Unit 2 | no | CCW B | 01-VCCW200 | CCW PMP "B" VENT | CCW PUMP AREA | no data | no data | VENT | no data | CCW | PD-270A |  | CLOSED | OPEN | WATER/GLYCOL | 0.75" | 1128.0 | 4785 | V
Unit 2 | no | CCW B | 01-VCCW113 | CCW PMP B DISCHARGE DRAIN | CCW PUMP AREA | no data | no data | DRAIN | no data | CCW | PD-270A |  | CLOSED | OPEN | WATER/GLYCOL | 0.75" | 1044.0 | 4701 | V
Unit 2 | no | CCW B | 01-VCCW365 | CCW PMP B DISCHARGE VENT | CCW PUMP AREA | no data | no data | VENT | no data | CCW | PD-270A |  | CLOSED | OPEN | WATER/GLYCOL | 0.75" | 1204.0 | 4861 | V
Unit 2 | no | CCW B | 01-VCCW107 | CCW PUMP "B" DISCHARGE ISOLATION | CCW PUMP AREA | no data | no data | PUMP DISCHARGE ISOLATION | no data | CCW | PD-270A |  | OPEN | CLOSED | WATER/GLYCOL | 24" | 1038.0 | 4695 | V
Unit 2 | no | CCW B | 01-VCCW106 | CCW PUMP "B" SUCTION ISOLATION | CCW PUMP AREA | no data | no data | PUMP SUCTION ISOLATION | no data | CCW | PD-270A |  | OPEN | CLOSED | WATER/GLYCOL | 24" | 1037.0 | 4694 | V
Unit 2 |  | CCW/ACHE | 01-VCCW234 | ACHE COMMON OUTLET DRAIN | ACHE AREA EAST SIDE | [7 empty] | CLOSED | OPEN
Unit 2 | no | CCW/ACHE | 01-VCCW129 | ACHE INLET HEADER ISOLATION | ACHE AREA EAST SIDE | no data | no data | ACHE INLET HEADER ISOLATION | no data | CCW | PD-271A |  | OPEN | CLOSED | WATER/GLYCOL | 24" | 1060.0 | 4717 | V
Unit 2 | no | CCW/ACHE | 01-VCCW366 | ACHE OUTLET HEADER ISOLATION | CCW PUMP AREA | no data | no data | ACHE OUTLET HEADER ISOLATION | no data | CCW | PD-271A |  | OPEN | CLOSED | WATER/GLYCOL | 24" | 1205.0 | 4862 | V
Unit 2 | no | CCW/ACHE 1 | 01-VCCW230 | ACHE 1 INLET DRAIN VALVE | ACHE AREA EAST SIDE | no data | no data | DRAIN | no data | CCW | PD-271A |  | CLOSED | OPEN | WATER/GLYCOL | 0.75" | 1148.0 | 4805 | V
Unit 2 | no | CCW/ACHE 1 | 01-VCCW120 | ACHE 1 INLET ISOLATION | ACHE AREA EAST SIDE | no data | no data | ACHE INLET ISOLATION | no data | CCW | PD-271A |  | OPEN | CLOSED | WATER/GLYCOL | 12" | 1051.0 | 4708 | V
Unit 2 | no | CCW/ACHE 1 | 01-VCCW110 | ACHE 1 INLET VENT VALVE | ACHE AREA EAST SIDE | no data | no data | VENT | no data | CCW | PD-271A |  | CLOSED | OPEN | WATER/GLYCOL | 0.75" | 1041.0 | 4698 | V
Unit 2 | no | CCW/ACHE 1 | 01-VCCW220 | ACHE 1 OUTLET DRAIN | ACHE AREA EAST SIDE | no data | no data | DRAIN | no data | CCW | PD-271A |  | CLOSED | OPEN | WATER/GLYCOL | 0.75" | 1139.0 | 4796 | V
Unit 2 | no | CCW/ACHE 1 | 01-VCCW170 | ACHE 1 OUTLET ISOLATION/THROTTLING | ACHE AREA EAST SIDE | no data | no data | ACHE OUTLET ISOLATION/THROTTLING | no data | CCW | PD-271A |  | OPEN | CLOSED | WATER/GLYCOL | 12" | 1101.0 | 4758 | V
Unit 2 | no | CCW/ACHE 2 | 01-VCCW229 | ACHE 2 INLET DRAIN VALVE | ACHE AREA EAST SIDE | no data | no data | DRAIN | no data | CCW | PD-271A |  | CLOSED | OPEN | WATER/GLYCOL | 0.75" | 1147.0 | 4804 | V
Unit 2 | no | CCW/ACHE 2 | 01-VCCW160 | ACHE 2 INLET ISOLATION | ACHE AREA EAST SIDE | no data | no data | ACHE INLET ISOLATION | no data | CCW | PD-271A |  | OPEN | CLOSED | WATER/GLYCOL | 12" | 1091.0 | 4748 | V
Unit 2 | no | CCW/ACHE 2 | 01-VCCW150 | ACHE 2 INLET VENT VALVE | ACHE AREA EAST SIDE | no data | no data | VENT | no data | CCW | PD-271A |  | CLOSED | OPEN | WATER/GLYCOL | 0.75" | 1081.0 | 4738 | V
Unit 2 | no | CCW/ACHE 2 | 01-VCCW219 | ACHE 2 OUTLET DRAIN | ACHE AREA EAST SIDE | no data | no data | DRAIN | no data | CCW | PD-271A |  | CLOSED | OPEN | WATER/GLYCOL | 0.75" | 1138.0 | 4795 | V
Unit 2 | no | CCW/ACHE 2 | 01-VCCW108 | ACHE 2 OUTLET ISOLATION/THROTTLING | ACHE AREA EAST SIDE | no data | no data | ACHE OUTLET ISOLATION/THROTTLING | no data | CCW | PD-271A |  | OPEN | CLOSED | WATER/GLYCOL | 12" | 1039.0 | 4696 | V
Unit 2 | no | CCW/ACHE 3 | 01-VCCW228 | ACHE 3 INLET DRAIN VALVE | ACHE AREA EAST SIDE | no data | no data | DRAIN | no data | CCW | PD-271A |  | CLOSED | OPEN | WATER/GLYCOL | 0.75" | 1146.0 | 4803 | V
Unit 2 | no | CCW/ACHE 3 | 01-VCCW123 | ACHE 3 INLET ISOLATION | ACHE AREA EAST SIDE | no data | no data | ACHE INLET ISOLATION | no data | CCW | PD-271A |  | OPEN | CLOSED | WATER/GLYCOL | 12" | 1054.0 | 4711 | V
Unit 2 | no | CCW/ACHE 3 | 01-VCCW124 | ACHE 3 INLET VENT VALVE | ACHE AREA EAST SIDE | no data | no data | VENT | no data | CCW | PD-271A |  | CLOSED | OPEN | WATER/GLYCOL | 0.75" | 1055.0 | 4712 | V
Unit 2 | no | CCW/ACHE 3 | 01-VCCW218 | ACHE 3 OUTLET DRAIN | ACHE AREA EAST SIDE | no data | no data | DRAIN | no data | CCW | PD-271A |  | CLOSED | OPEN | WATER/GLYCOL | 0.75" | 1137.0 | 4794 | V
Unit 2 | no | CCW/ACHE 3 | 01-VCCW167 | ACHE 3 OUTLET ISOLATION/THROTTLING | ACHE AREA EAST SIDE | no data | no data | ACHE OUTLET ISOLATION/THROTTLING | no data | CCW | PD-271A |  | OPEN | CLOSED | WATER/GLYCOL | 12" | 1098.0 | 4755 | V
Unit 2 | no | CCW/ACHE 4 | 01-VCCW227 | ACHE 4 INLET DRAIN VALVE | ACHE AREA EAST SIDE | no data | no data | DRAIN | no data | CCW | PD-271A |  | CLOSED | OPEN | WATER/GLYCOL | 0.75" | 1145.0 | 4802 | V
Unit 2 | no | CCW/ACHE 4 | 01-VCCW145 | ACHE 4 INLET ISOLATION | ACHE AREA EAST SIDE | no data | no data | ACHE INLET ISOLATION | no data | CCW | PD-271A |  | OPEN | CLOSED | WATER/GLYCOL | 12" | 1076.0 | 4733 | V
Unit 2 | no | CCW/ACHE 4 | 01-VCCW146 | ACHE 4 INLET VENT VALVE | ACHE AREA EAST SIDE | no data | no data | VENT | no data | CCW | PD-271A |  | CLOSED | OPEN | WATER/GLYCOL | 0.75" | 1077.0 | 4734 | V
Unit 2 | no | CCW/ACHE 4 | 01-VCCW217 | ACHE 4 OUTLET DRAIN | ACHE AREA EAST SIDE | no data | no data | DRAIN | no data | CCW | PD-271A |  | CLOSED | OPEN | WATER/GLYCOL | 0.75" | 1136.0 | 4793 | V
Unit 2 | no | CCW/ACHE 4 | 01-VCCW105 | ACHE 4 OUTLET ISOLATION/THROTTLING | ACHE AREA EAST SIDE | no data | no data | ACHE OUTLET ISOLATION/THROTTLING | no data | CCW | PD-271A |  | OPEN | CLOSED | WATER/GLYCOL | 12" | 1036.0 | 4693 | V
Unit 2 | no | CCW/ACHE 5 | 01-VCCW226 | ACHE 5 INLET DRAIN VALVE | ACHE AREA EAST SIDE | no data | no data | DRAIN | no data | CCW | PD-271A |  | CLOSED | OPEN | WATER/GLYCOL | 0.75" | 1144.0 | 4801 | V
Unit 2 | no | CCW/ACHE 5 | 01-VCCW144 | ACHE 5 INLET ISOLATION | ACHE AREA EAST SIDE | no data | no data | ACHE INLET ISOLATION | no data | CCW | PD-271A |  | OPEN | CLOSED | WATER/GLYCOL | 12" | 1075.0 | 4732 | V
Unit 2 | no | CCW/ACHE 5 | 01-VCCW143 | ACHE 5 INLET VENT VALVE | ACHE AREA EAST SIDE | no data | no data | VENT | no data | CCW | PD-271A |  | CLOSED | OPEN | WATER/GLYCOL | 0.75" | 1074.0 | 4731 | V
Unit 2 | no | CCW/ACHE 5 | 01-VCCW216 | ACHE 5 OUTLET DRAIN | ACHE AREA EAST SIDE | no data | no data | DRAIN | no data | CCW | PD-271A |  | CLOSED | OPEN | WATER/GLYCOL | 0.75" | 1135.0 | 4792 | V
Unit 2 | no | CCW/ACHE 5 | 01-VCCW125 | ACHE 5 OUTLET ISOLATION/THROTTLING | ACHE AREA EAST SIDE | no data | no data | ACHE OUTLET ISOLATION/THROTTLING | no data | CCW | PD-271A |  | OPEN | CLOSED | WATER/GLYCOL | 12" | 1056.0 | 4713 | V
EXCLUDE | no | CCW/ACHE FANS | 01-CCW-MFN-01A | Unit 2 ACHE FAN 01A | HRSG-1 ENCLOSURE MCC 111 CUBICLE 8FC | no data | no data | no data | 480 V MOLDED CASE BREAKER | no data | no data |  | CLOSED | OPEN | no data | no data | 3954.0 | 2452 | Electr
EXCLUDE | no | CCW/ACHE FANS | 01-CCW-MFN-01B | Unit 2 ACHE FAN 01B | HRSG-1 ENCLOSURE MCC 111 CUBICLE 8FF | no data | no data | no data | 480 V MOLDED CASE BREAKER | no data | no data |  | CLOSED | OPEN | no data | no data | 3955.0 | 2453 | Electr
EXCLUDE | no | CCW/ACHE FANS | 01-CCW-MFN-01C | Unit 2 ACHE FAN 01C | HRSG-1 ENCLOSURE MCC 111 CUBICLE 8FJ | no data | no data | no data | 480 V MOLDED CASE BREAKER | no data | no data |  | CLOSED | OPEN | no data | no data | 3956.0 | 2454 | Electr
EXCLUDE | no | CCW/ACHE FANS | 01-CCW-MFN-02A | Unit 2 ACHE FAN 02A | HRSG-1 ENCLOSURE MCC 111 CUBICLE 8FM | no data | no data | no data | 480 V MOLDED CASE BREAKER | no data | no data |  | CLOSED | OPEN | no data | no data | 3957.0 | 2455 | Electr
EXCLUDE | no | CCW/ACHE FANS | 01-CCW-MFN-02B | Unit 2 ACHE FAN 02B | HRSG-1 ENCLOSURE MCC 111 CUBICLE 9FC | no data | no data | no data | 480 V MOLDED CASE BREAKER | no data | no data |  | CLOSED | OPEN | no data | no data | 3958.0 | 2456 | Electr
EXCLUDE | no | CCW/ACHE FANS | 01-CCW-MFN-02C | Unit 2 ACHE FAN 02C | HRSG-1 ENCLOSURE MCC 111 CUBICLE 9FF | no data | no data | no data | 480 V MOLDED CASE BREAKER | no data | no data |  | CLOSED | OPEN | no data | no data | 3959.0 | 2457 | Electr
EXCLUDE | no | CCW/ACHE FANS | 01-CCW-MFN-03A | Unit 2 ACHE FAN 03A | HRSG-1 ENCLOSURE MCC 111 CUBICLE 9FJ | no data | no data | no data | 480 V MOLDED CASE BREAKER | no data | no data |  | CLOSED | OPEN | no data | no data | 3960.0 | 2458 | Electr
EXCLUDE | no | CCW/ACHE FANS | 01-CCW-MFN-03B | Unit 2 ACHE FAN 03B | HRSG-1 ENCLOSURE MCC 211 CUBICLE 6FC | no data | no data | no data | 480 V MOLDED CASE BREAKER | no data | no data |  | CLOSED | OPEN | no data | no data | 3976.0 | 2459 | Electr
EXCLUDE | no | CCW/ACHE FANS | 01-CCW-MFN-03C | Unit 2 ACHE FAN 03C | HRSG-1 ENCLOSURE MCC 211 CUBICLE 6FF | no data | no data | no data | 480 V MOLDED CASE BREAKER | no data | no data |  | CLOSED | OPEN | no data | no data | 3977.0 | 2460 | Electr
EXCLUDE | no | CCW/ACHE FANS | 01-CCW-MFN-04A | Unit 2 ACHE FAN 04A | HRSG-1 ENCLOSURE MCC 211 CUBICLE 6FJ | no data | no data | no data | 480 V MOLDED CASE BREAKER | no data | no data |  | CLOSED | OPEN | no data | no data | 3978.0 | 2461 | Electr
EXCLUDE | no | CCW/ACHE FANS | 01-CCW-MFN-04B | Unit 2 ACHE FAN 04B | HRSG-1 ENCLOSURE MCC 211 CUBICLE 6FM | no data | no data | no data | 480 V MOLDED CASE BREAKER | no data | no data |  | CLOSED | OPEN | no data | no data | 3979.0 | 2462 | Electr
EXCLUDE | no | CCW/ACHE FANS | 01-CCW-MFN-04C | Unit 2 ACHE FAN 04C | HRSG-1 ENCLOSURE MCC 211 CUBICLE 7FC | no data | no data | no data | 480 V MOLDED CASE BREAKER | no data | no data |  | CLOSED | OPEN | no data | no data | 3980.0 | 2463 | Electr
EXCLUDE | no | CCW/ACHE FANS | 01-CCW-MFN-05A | Unit 2 ACHE FAN 05A | HRSG-1 ENCLOSURE MCC 211 CUBICLE 7FF | no data | no data | no data | 480 V MOLDED CASE BREAKER | no data | no data |  | CLOSED | OPEN | no data | no data | 3981.0 | 2464 | Electr
EXCLUDE | no | CCW/ACHE FANS | 01-CCW-MFN-05B | Unit 2 ACHE FAN 05B | HRSG-1 ENCLOSURE MCC 211 CUBICLE 7FJ | no data | no data | no data | 480 V MOLDED CASE BREAKER | no data | no data |  | CLOSED | OPEN | no data | no data | 3982.0 | 2465 | Electr
EXCLUDE | no | CCW/ACHE FANS | 01-CCW-MFN-05C | Unit 2 ACHE FAN 05C | HRSG-1 ENCLOSURE MCC 211 CUBICLE 7FM | no data | no data | no data | 480 V MOLDED CASE BREAKER | no data | no data |  | CLOSED | OPEN | no data | no data | 3983.0 | 2466 | Electr
Unit 2 | no | CCW/BFP A | 01-VCCW188 | BFP "A" COOLER INLET DRAIN | BOILER FEED A AREA | no data | no data | DRAIN | no data | CCW | PD-272A |  | CLOSED | OPEN | WATER/GLYCOL | 0.75" | 1119.0 | 4776 | V
Unit 2 | no | CCW/BFP A | 01-VCCW164 | BFP "A" COOLER INLET VENT | BOILER FEED A AREA | no data | no data | VENT | no data | CCW | PD-272A |  | CLOSED | OPEN | WATER/GLYCOL | 0.75" | 1095.0 | 4752 | V
Unit 2 | no | CCW/BFP A | 01-VCCW181 | BFP "A" FLOW THROTTLING | BOILER FEED A AREA | no data | no data | BFP FLOW THROTTLING | no data | CCW | PD-272A |  | OPEN | CLOSED | WATER/GLYCOL | 3" | 1112.0 | 4769 | V
Unit 2 | no | CCW/BFP A | 01-VCCW172 | BFP "A" SUPPLY ISOLATION | BOILER FEED A AREA | no data | no data | BFP SUPPLY ISOLATION | no data | CCW | PD-272A |  | OPEN | CLOSED | WATER/GLYCOL | 3" | 1103.0 | 4760 | V
Unit 2 | no | CCW/BFP A | 01-VCCW412 | BFP RETURN ISOLATION | BOILER FEED A AREA | no data | no data | BFP RETURN ISOLATION | no data | CCW | PD-272A |  | OPEN | CLOSED | WATER/GLYCOL | 3" | 1247.0 | 4904 | V
Unit 2 | no | CCW/BFP B | 01-VCCW177 | BFP "B" CCW SUPPLY ISOLATION | BOILER FEED A AREA | no data | no data | BFP SUPPLY ISOLATION | no data | CCW | PD-272A |  | OPEN | CLOSED | WATER/GLYCOL | 3" | 1108.0 | 4765 | V
Unit 2 | no | CCW/BFP B | 01-VCCW178 | BFP "B" COOLER INLET DRAIN | BOILER FEED A AREA | no data | no data | DRAIN | no data | CCW | PD-272A |  | CLOSED | OPEN | WATER/GLYCOL | 0.75" | 1109.0 | 4766 | V
Unit 2 | no | CCW/BFP B | 01-VCCW453 | BFP "B" COOLER INLET PI | BOILER FEED A AREA | no data | no data | INSTRUMENTATION | no data | CCW | PD-272A |  | OPEN | CLOSED | WATER/GLYCOL | 0.75" | 1251.0 | 4908 | V
Unit 2 | no | CCW/BFP B | 01-VCCW194 | BFP "B" COOLER INLET VENT | BOILER FEED A AREA | no data | no data | VENT | no data | CCW | PD-272A |  | CLOSED | OPEN | WATER/GLYCOL | 0.75" | 1125.0 | 4782 | V
Unit 2 | no | CCW/BFP B | 01-VCCW180 | BFP "B" COOLER OUTLET PI 337 ISO | BOILER FEED A AREA | no data | no data | INSTRUMENTATION | no data | CCW | PD-272A |  | OPEN | CLOSED | WATER/GLYCOL | 0.75" | 1111.0 | 4768 | V
Unit 2 | no | CCW/BFP B | 01-VCCW176 | BFP "B" COOLER OUTLET VENT | BOILER FEED A AREA | no data | no data | VENT | no data | CCW | PD-272A |  | CLOSED | OPEN | WATER/GLYCOL | 0.75" | 1107.0 | 4764 | V
Unit 2 | no | CCW/BFP B | 01-VCCW182 | BFP "B" FLOW THROTTLING | BOILER FEED A AREA | no data | no data | BFP FLOW THROTTLING | no data | CCW | PD-272A |  | OPEN | CLOSED | WATER/GLYCOL | 3" | 1113.0 | 4770 | V
Unit 2 | no | CCW/BFP B | 01-VCCW413 | BFP RETURN ISOLATION | BOILER FEED A AREA | no data | no data | BFP RETURN ISOLATION | no data | CCW | PD-272A |  | OPEN | CLOSED | WATER/GLYCOL | 3" | 1248.0 | 4905 | V
Unit 2 | no | CCW/CHEMICAL TNK | 01-VCCW196 | CCW CHEMICAL FEEDER POT DRAIN | CCW PUMP AREA | no data | no data | DRAIN | no data | CCW | PD-270A |  | CLOSED | OPEN | WATER/GLYCOL | 0.75" | 1127.0 | 4784 | V
Unit 2 | no | CCW/CHEMICAL TNK | 01-VCCW114 | POT FEEDER INLET ISOLATION | CCW PUMP AREA | no data | no data | POT FEEDER INLET ISOLATION | no data | CCW | PD-270A |  | OPEN | CLOSED | WATER/GLYCOL | 2" | 1045.0 | 4702 | V
Unit 2 | no | CCW/CHEMICAL TNK | 01-VCCW133 | POT FEEDER OUTLET ISOLATION/THROTTLING | CCW PUMP AREA | no data | no data | POT FEEDER OUTLET ISOLATION/THROTTLING | no data | CCW | PD-270A |  | CLOSED | OPEN | WATER/GLYCOL | 2" | 1064.0 | 4721 | V
Unit 2 | no | CCW/CHEMICAL TNK | 01-VCCW142 | POT FEEDER OUTLET ISOLATION/THROTTLING | CCW PUMP AREA | no data | no data | POT FEEDER OUTLET ISOLATION/THROTTLING | no data | CCW | PD-270A |  | CLOSED | OPEN | WATER/GLYCOL | 0.75" | 1073.0 | 4730 | V
Unit 2 |  | CCW/CONTROL OIL/COOLER | 01-VCCW231 | CONTROIL COOLER CCW INLET DRAIN | TURBINE BASEMENT | [7 empty] | CLOSED | OPEN
Unit 2 | no | CCW/CONTROL OIL/COOLER | 01-VCCW195 | CONTROIL COOLER CCW INLET DRAIN(CCW) | TURBINE BASEMENT | no data | no data | DRAIN | no data | CCW | PD-275A |  | CLOSED | OPEN | WATER/GLYCOL | 0.75" | 1126.0 | 4783 | V
Unit 2 | no | CCW/CONTROL OIL/COOLER | 01-VCCW161 | CONTROIL COOLER CCW INLET VENT(CCW) | TURBINE BASEMENT | no data | no data | VENT | no data | CCW | PD-275A |  | CLOSED | OPEN | WATER/GLYCOL | 0.75" | 1092.0 | 4749 | V
Unit 2 | no | CCW/CONTROL OIL/COOLER | 01-VCCW165 | CONTROIL COOLER CCW OUTLET DRAIN(CCW) | TURBINE BASEMENT | no data | no data | DRAIN | no data | CCW | PD-275A |  | CLOSED | OPEN | WATER/GLYCOL | 0.75" | 1096.0 | 4753 | V
Unit 2 | no | CCW/CONTROL OIL/COOLER | 01-VCCW147 | CONTROIL COOLER CCW OUTLET VENT(CCW) | TURBINE BASEMENT | no data | no data | VENT | no data | CCW | PD-275A |  | CLOSED | OPEN | WATER/GLYCOL | 0.75" | 1078.0 | 4735 | V
Unit 2 | no | CCW/ECA A | 01-VCCW391 | ECA "A" COOLER INLET VENT | ECA COMPRESSOR EAST SIDE AREA | no data | no data | VENT | no data | CCW | PD-275A |  | CLOSED | OPEN | WATER/GLYCOL | 0.75" | 1229.0 | 4886 | V
Unit 2 | no | CCW/ECA A | 01-VCCW393 | ECA COMPRESSOR "A" COOLER OUTLET DRAIN | ECA COMPRESSOR EAST SIDE AREA | no data | no data | DRAIN | no data | CCW | PD-275A |  | CLOSED | OPEN | WATER/GLYCOL | 0.75" | 1231.0 | 4888 | V
Unit 2 | no | CCW/ECA A | 01-VCCW360 | ECA COMPRESSOR "A" COOLER OUTLET PI | ECA COMPRESSOR EAST SIDE AREA | no data | no data | INSTRUMENTATION | no data | CCW | PD-275A |  | OPEN | CLOSED | WATER/GLYCOL | 0.75" | 1199.0 | 4856 | V
Unit 2 | no | CCW/ECA A | 01-VCCW380 | ECA COMPRESSOR "A" SUPPLY ISOLATION | ECA COMPRESSOR EAST SIDE AREA | no data | no data | ECA COMPRESSOR SUPPLY ISOLATION | no data | CCW | PD-275A |  | OPEN | CLOSED | WATER/GLYCOL | 3" | 1219.0 | 4876 | V
Unit 2 | no | CCW/ECA A | 01-VCCW369 | ECA COMPRESSOR A CCW FLOW THROTTLING | ECA COMPRESSOR EAST SIDE AREA | no data | no data | ECA COMPRESSOR FLOW THROTTLING | no data | CCW | PD-275A |  | OPEN | CLOSED | WATER/GLYCOL | 3" | 1208.0 | 4865 | V
Unit 2 | no | CCW/ECA A | 01-VCCW346 | ECA COMPRESSOR RETURN ISOLATION | ECA COMPRESSOR EAST SIDE AREA | no data | no data | ECA COMPRESSOR RETURN ISOLATION | no data | CCW | PD-275A |  | OPEN | CLOSED | WATER/GLYCOL | 3" | 1185.0 | 4842 | V
Unit 2 | no | CCW/ECA B | 01-VCCW396 | ECA "B" COOLER INLET VENT | ECA COMPRESSOR EAST SIDE AREA | no data | no data | VENT | no data | CCW | PD-275A |  | CLOSED | OPEN | WATER/GLYCOL | 0.75" | 1232.0 | 4889 | V
Unit 2 | no | CCW/ECA B | 01-VCCW166 | ECA COMPRESSOR "B" CCW INLET PI 521 ISO | ECA COMPRESSOR EAST SIDE AREA | no data | no data | INSTRUMENTATION | no data | CCW | PD-275A |  | OPEN | CLOSED | WATER/GLYCOL | 0.75" | 1097.0 | 4754 | V
Unit 2 | no | CCW/ECA B | 01-VCCW163 | ECA COMPRESSOR "B" CCW OUTLET PI 537 ISO | ECA COMPRESSOR EAST SIDE AREA | no data | no data | INSTRUMENTATION | no data | CCW | PD-275A |  | OPEN | CLOSED | WATER/GLYCOL | 0.75" | 1094.0 | 4751 | V
Unit 2 | no | CCW/ECA B | 01-VCCW392 | ECA COMPRESSOR "B" COOLER OUTLET DRAIN | ECA COMPRESSOR EAST SIDE AREA | no data | no data | DRAIN | no data | CCW | PD-275A |  | CLOSED | OPEN | WATER/GLYCOL | 0.75" | 1230.0 | 4887 | V
Unit 2 | no | CCW/ECA B | 01-VCCW381 | ECA COMPRESSOR "B" FLOW THROTTLING | ECA COMPRESSOR EAST SIDE AREA | no data | no data | ECA COMPRESSOR FLOW THROTTLING | no data | CCW | PD-275A |  | OPEN | CLOSED | WATER/GLYCOL | 3" | 1220.0 | 4877 | V
Unit 2 | no | CCW/ECA B | 01-VCCW370 | ECA COMPRESSOR "B" RETURN ISOLATION | ECA COMPRESSOR EAST SIDE AREA | no data | no data | ECA COMPRESSOR RETURN ISOLATION | no data | CCW | PD-275A |  | OPEN | CLOSED | WATER/GLYCOL | 3" | 1209.0 | 4866 | V
Unit 2 | no | CCW/ECA B | 01-VCCW362 | ECA COMPRESSOR SUPPLY ISOLATION | ECA COMPRESSOR EAST SIDE AREA | no data | no data | ECA COMPRESSOR SUPPLY ISOLATION | no data | CCW | PD-275A |  | OPEN | CLOSED | WATER/GLYCOL | 3" | 1201.0 | 4858 | V
Unit 2 | no | CCW/GEN | 01-VCCW379 | CCW GEN COOLER 1 SUPLY DRAIN | TB UPPER NW | no data | no data | DRAIN | no data | CCW | PD-274A |  | CLOSED | OPEN | WATER/GLYCOL | 0.75" | 1218.0 | 4875 | V
Unit 2 | no | CCW/GEN | 01-VCCW378 | CCW GEN COOLER 2 SUPLY DRAIN | TB UPPER NW | no data | no data | DRAIN | no data | CCW | PD-274A |  | CLOSED | OPEN | WATER/GLYCOL | 0.75" | 1217.0 | 4874 | V
Unit 2 | no | CCW/GEN | 01-VCCW377 | CCW GEN COOLER 3 SUPLY DRAIN | TB UPPER NW | no data | no data | DRAIN | no data | CCW | PD-274A |  | CLOSED | OPEN | WATER/GLYCOL | 0.75" | 1216.0 | 4873 | V
Unit 2 | no | CCW/GEN | 01-VCCW376 | CCW GEN COOLER 4 SUPLY DRAIN | TB UPPER NW | no data | no data | DRAIN | no data | CCW | PD-274A |  | CLOSED | OPEN | WATER/GLYCOL | 0.75" | 1215.0 | 4872 | V
Unit 2 | no | CCW/GEN | 01-VCCW375 | CCW GEN COOLER 5 SUPLY DRAIN | TB UPPER NW | no data | no data | DRAIN | no data | CCW | PD-274A |  | CLOSED | OPEN | WATER/GLYCOL | 0.75" | 1214.0 | 4871 | V
Unit 2 | no | CCW/GEN | 01-VCCW374 | CCW GEN COOLER 6 SUPLY DRAIN | TB UPPER NW | no data | no data | DRAIN | no data | CCW | PD-274A |  | CLOSED | OPEN | WATER/GLYCOL | 0.75" | 1213.0 | 4870 | V
Unit 2 | no | CCW/GEN | 01-VCCW373 | CCW GEN COOLER 7 SUPLY DRAIN | TB UPPER NW | no data | no data | DRAIN | no data | CCW | PD-274A |  | CLOSED | OPEN | WATER/GLYCOL | 0.75" | 1212.0 | 4869 | V
Unit 2 | no | CCW/GEN | 01-VCCW372 | CCW GEN COOLER 8 SUPLY DRAIN | TB UPPER NW | no data | no data | DRAIN | no data | CCW | PD-274A |  | CLOSED | OPEN | WATER/GLYCOL | 0.75" | 1211.0 | 4868 | V
Unit 2 | no | CCW/GEN | 01-VCCW364 | GENERATOR COMMON CCW SUPPLY HEADER ISOLATION | TB UPPER NW | no data | no data | GENERATOR COOLER SUPPLY HEADER ISOLATION | no data | CCW | PD-274A |  | OPEN | CLOSED | WATER/GLYCOL | 14" | 1203.0 | 4860 | V
Unit 2 | no | CCW/GEN | 01-VCCW349 | GENERATOR COMMON RETURN HEADER ISOLATION/THROTTLING | TB UPPER NW | no data | no data | GENERATOR COOLER RETURN HEADER ISOLATION/THROTTLING | no data | CCW | PD-274A |  | OPEN | CLOSED | WATER/GLYCOL | 14" | 1188.0 | 4845 | V
Unit 2 | no | CCW/GEN | 01-VCCW410 | GENERATOR COOLER INLET HEADER VENT | TB UPPER NW | no data | no data | VENT | no data | CCW | PD-274A |  | CLOSED | OPEN | WATER/GLYCOL | 0.75" | 1245.0 | 4902 | V
Unit 2 | no | CCW/GEN | 01-VCCW411 | GENERATOR COOLER OUTLET HEADER VENT | TB UPPER NW | no data | no data | VENT | no data | CCW | PD-274A |  | CLOSED | OPEN | WATER/GLYCOL | 0.75" | 1246.0 | 4903 | V
Unit 2 | no | CCW/GEN 1 | 01-VCCW382 | GEN COOLER 1 VENT | TB UPPER NW | no data | no data | VENT | no data | CCW | PD-274A |  | CLOSED | OPEN | WATER/GLYCOL | 0.75" | 1221.0 | 4878 | V
Unit 2 | no | CCW/GEN 1 | 01-VCCW398 | GENERATOR COOLER 1 INLET DRAIN | TB UPPER NW | no data | no data | DRAIN | no data | CCW | PD-274A |  | CLOSED | OPEN | WATER/GLYCOL | 0.75" | 1233.0 | 4890 | V
Unit 2 | no | CCW/GEN 1 | 01-VCCW402 | GENERATOR COOLER 1 OUTLET DRAIN | TB UPPER NW | no data | no data | DRAIN | no data | CCW | PD-274A |  | CLOSED | OPEN | WATER/GLYCOL | 0.75" | 1237.0 | 4894 | V
Unit 2 | no | CCW/GEN 1 | 01-VCCW363 | GENERATOR COOLER 1 RETURN ISOLATION/THROTTLING | TB UPPER NW | no data | no data | GENERATOR COOLER RETURN ISOLATION/THROTTLING | no data | CCW | PD-274A |  | OPEN | CLOSED | WATER/GLYCOL | 6" | 1202.0 | 4859 | V
Unit 2 | no | CCW/GEN 1 | 01-VCCW344 | GENERATOR COOLER 1 SUPPLY ISOLATION | TB UPPER NW | no data | no data | GENERATOR COOLER SUPPLY ISOLATION | no data | CCW | PD-274A |  | OPEN | CLOSED | WATER/GLYCOL | 6" | 1183.0 | 4840 | V
Unit 2 | no | CCW/GEN 2 | 01-VCCW383 | GEN COOLER 2 VENT | TB UPPER NW | no data | no data | VENT | no data | CCW | PD-274A |  | CLOSED | OPEN | WATER/GLYCOL | 0.75" | 1222.0 | 4879 | V
Unit 2 | no | CCW/GEN 2 | 01-VCCW318 | GENERATOR COOLER 2 INLET DRAIN | TB UPPER NW | no data | no data | DRAIN | no data | CCW | PD-274A |  | CLOSED | OPEN | WATER/GLYCOL | 0.75" | 1157.0 | 4814 | V
Unit 2 | no | CCW/GEN 2 | 01-VCCW403 | GENERATOR COOLER 2 OUTLET DRAIN | TB UPPER NW | no data | no data | DRAIN | no data | CCW | PD-274A |  | CLOSED | OPEN | WATER/GLYCOL | 0.75" | 1238.0 | 4895 | V
Unit 2 | no | CCW/GEN 2 | 01-VCCW361 | GENERATOR COOLER 2 RETURN ISOLATION/THROTTLING | TB UPPER NW | no data | no data | GENERATOR COOLER RETURN ISOLATION/THROTTLING | no data | CCW | PD-274A |  | OPEN | CLOSED | WATER/GLYCOL | 6" | 1200.0 | 4857 | V
Unit 2 | no | CCW/GEN 2 | 01-VCCW342 | GENERATOR COOLER 2 SUPPLY ISOLATION | TB UPPER NW | no data | no data | GENERATOR COOLER SUPPLY ISOLATION | no data | CCW | PD-274A |  | OPEN | CLOSED | WATER/GLYCOL | 6" | 1181.0 | 4838 | V
Unit 2 | no | CCW/GEN 3 | 01-VCCW384 | GEN COOLER 3 VENT | TB UPPER NW | no data | no data | VENT | no data | CCW | PD-274A |  | CLOSED | OPEN | WATER/GLYCOL | 0.75" | 1223.0 | 4880 | V
Unit 2 | no | CCW/GEN 3 | 01-VCCW319 | GENERATOR COOLER 3 INLET DRAIN | TB UPPER NW | no data | no data | DRAIN | no data | CCW | PD-274A |  | CLOSED | OPEN | WATER/GLYCOL | 0.75" | 1158.0 | 4815 | V
Unit 2 | no | CCW/GEN 3 | 01-VCCW404 | GENERATOR COOLER 3 OUTLET DRAIN | TB UPPER NW | no data | no data | DRAIN | no data | CCW | PD-274A |  | CLOSED | OPEN | WATER/GLYCOL | 0.75" | 1239.0 | 4896 | V
Unit 2 | no | CCW/GEN 3 | 01-VCCW359 | GENERATOR COOLER 3 RETURN ISOLATION/THROTTLING | TB UPPER NW | no data | no data | GENERATOR COOLER RETURN ISOLATION/THROTTLING | no data | CCW | PD-274A |  | OPEN | CLOSED | WATER/GLYCOL | 6" | 1198.0 | 4855 | V
Unit 2 | no | CCW/GEN 3 | 01-VCCW338 | GENERATOR COOLER 3 SUPPLY ISOLATION | TB UPPER NW | no data | no data | GENERATOR COOLER SUPPLY ISOLATION | no data | CCW | PD-274A |  | OPEN | CLOSED | WATER/GLYCOL | 6" | 1177.0 | 4834 | V
Unit 2 | no | CCW/GEN 4 | 01-VCCW385 | GEN COOLER 4 VENT | TB UPPER NW | no data | no data | VENT | no data | CCW | PD-274A |  | CLOSED | OPEN | WATER/GLYCOL | 0.75" | 1224.0 | 4881 | V
Unit 2 | no | CCW/GEN 4 | 01-VCCW348 | GENERATOR COOLER 4 INLET DRAIN | TB UPPER NW | no data | no data | DRAIN | no data | CCW | PD-274A |  | CLOSED | OPEN | WATER/GLYCOL | 0.75" | 1187.0 | 4844 | V
Unit 2 | no | CCW/GEN 4 | 01-VCCW405 | GENERATOR COOLER 4 OUTLET DRAIN | TB UPPER NW | no data | no data | DRAIN | no data | CCW | PD-274A |  | CLOSED | OPEN | WATER/GLYCOL | 0.75" | 1240.0 | 4897 | V
Unit 2 | no | CCW/GEN 4 | 01-VCCW357 | GENERATOR COOLER 4 RETURN ISOLATION/THROTTLING | TB UPPER NW | no data | no data | GENERATOR COOLER RETURN ISOLATION/THROTTLING | no data | CCW | PD-274A |  | OPEN | CLOSED | WATER/GLYCOL | 6" | 1196.0 | 4853 | V
Unit 2 | no | CCW/GEN 4 | 01-VCCW336 | GENERATOR COOLER 4 SUPPLY ISOLATION | TB UPPER NW | no data | no data | GENERATOR COOLER SUPPLY ISOLATION | no data | CCW | PD-274A |  | OPEN | CLOSED | WATER/GLYCOL | 6" | 1175.0 | 4832 | V
Unit 2 | no | CCW/GEN 5 | 01-VCCW386 | GEN COOLER 5 VENT | TB UPPER NW | no data | no data | VENT | no data | CCW | PD-274A |  | CLOSED | OPEN | WATER/GLYCOL | 0.75" | 1225.0 | 4882 | V
Unit 2 | no | CCW/GEN 5 | 01-VCCW371 | GENERATOR COOLER 5 INLET DRAIN | TB UPPER NW | no data | no data | DRAIN | no data | CCW | PD-274A |  | CLOSED | OPEN | WATER/GLYCOL | 0.75" | 1210.0 | 4867 | V
Unit 2 | no | CCW/GEN 5 | 01-VCCW406 | GENERATOR COOLER 5 OUTLET DRAIN | TB UPPER NW | no data | no data | DRAIN | no data | CCW | PD-274A |  | CLOSED | OPEN | WATER/GLYCOL | 0.75" | 1241.0 | 4898 | V
Unit 2 | no | CCW/GEN 5 | 01-VCCW355 | GENERATOR COOLER 5 RETURN ISOLATION/THROTTLING | TB UPPER NW | no data | no data | GENERATOR COOLER RETURN ISOLATION/THROTTLING | no data | CCW | PD-274A |  | OPEN | CLOSED | WATER/GLYCOL | 6" | 1194.0 | 4851 | V
Unit 2 | no | CCW/GEN 5 | 01-VCCW334 | GENERATOR COOLER 5 SUPPLY ISOLATION | TB UPPER NW | no data | no data | GENERATOR COOLER SUPPLY ISOLATION | no data | CCW | PD-274A |  | OPEN | CLOSED | WATER/GLYCOL | 6" | 1173.0 | 4830 | V
Unit 2 | no | CCW/GEN 6 | 01-VCCW387 | GEN COOLER 6 VENT | TB UPPER NW | no data | no data | VENT | no data | CCW | PD-274A |  | CLOSED | OPEN | WATER/GLYCOL | 0.75" | 1226.0 | 4883 | V
Unit 2 | no | CCW/GEN 6 | 01-VCCW399 | GENERATOR COOLER 6 INLET DRAIN | TB UPPER NW | no data | no data | DRAIN | no data | CCW | PD-274A |  | CLOSED | OPEN | WATER/GLYCOL | 0.75" | 1234.0 | 4891 | V
Unit 2 | no | CCW/GEN 6 | 01-VCCW407 | GENERATOR COOLER 6 OUTLET DRAIN | TB UPPER NW | no data | no data | DRAIN | no data | CCW | PD-274A |  | CLOSED | OPEN | WATER/GLYCOL | 0.75" | 1242.0 | 4899 | V
Unit 2 | no | CCW/GEN 6 | 01-VCCW353 | GENERATOR COOLER 6 RETURN ISOLATION/THROTTLING | TB UPPER NW | no data | no data | GENERATOR COOLER RETURN ISOLATION/THROTTLING | no data | CCW | PD-274A |  | OPEN | CLOSED | WATER/GLYCOL | 6" | 1192.0 | 4849 | V
Unit 2 | no | CCW/GEN 6 | 01-VCCW332 | GENERATOR COOLER 6 SUPPLY ISOLATION | TB UPPER NW | no data | no data | GENERATOR COOLER SUPPLY ISOLATION | no data | CCW | PD-274A |  | OPEN | CLOSED | WATER/GLYCOL | 6" | 1171.0 | 4828 | V
Unit 2 | no | CCW/GEN 7 | 01-VCCW388 | GEN COOLER 7 VENT | TB UPPER NW | no data | no data | VENT | no data | CCW | PD-274A |  | CLOSED | OPEN | WATER/GLYCOL | 0.75" | 1227.0 | 4884 | V
Unit 2 | no | CCW/GEN 7 | 01-VCCW400 | GENERATOR COOLER 7 INLET DRAIN | TB UPPER NW | no data | no data | DRAIN | no data | CCW | PD-274A |  | CLOSED | OPEN | WATER/GLYCOL | 0.75" | 1235.0 | 4892 | V
Unit 2 | no | CCW/GEN 7 | 01-VCCW408 | GENERATOR COOLER 7 OUTLET DRAIN | TB UPPER NW | no data | no data | DRAIN | no data | CCW | PD-274A |  | CLOSED | OPEN | WATER/GLYCOL | 0.75" | 1243.0 | 4900 | V
Unit 2 | no | CCW/GEN 7 | 01-VCCW351 | GENERATOR COOLER 7 RETURN ISOLATION/THROTTLING | TB UPPER NW | no data | no data | GENERATOR COOLER RETURN ISOLATION/THROTTLING | no data | CCW | PD-274A |  | OPEN | CLOSED | WATER/GLYCOL | 6" | 1190.0 | 4847 | V
Unit 2 | no | CCW/GEN 7 | 01-VCCW330 | GENERATOR COOLER 7 SUPPLY ISOLATION | TB UPPER NW | no data | no data | GENERATOR COOLER SUPPLY ISOLATION | no data | CCW | PD-274A |  | OPEN | CLOSED | WATER/GLYCOL | 6" | 1169.0 | 4826 | V
Unit 2 | no | CCW/GEN 8 | 01-VCCW389 | GEN COOLER 8 VENT | TB UPPER NW | no data | no data | VENT | no data | CCW | PD-274A |  | CLOSED | OPEN | WATER/GLYCOL | 0.75" | 1228.0 | 4885 | V
Unit 2 | no | CCW/GEN 8 | 01-VCCW401 | GENERATOR COOLER 8 INLET DRAIN | TB UPPER NW | no data | no data | DRAIN | no data | CCW | PD-274A |  | CLOSED | OPEN | WATER/GLYCOL | 0.75" | 1236.0 | 4893 | V
Unit 2 | no | CCW/GEN 8 | 01-VCCW409 | GENERATOR COOLER 8 OUTLET DRAIN | TB UPPER NW | no data | no data | DRAIN | no data | CCW | PD-274A |  | CLOSED | OPEN | WATER/GLYCOL | 0.75" | 1244.0 | 4901 | V
Unit 2 | no | CCW/GEN 8 | 01-VCCW347 | GENERATOR COOLER 8 RETURN ISOLATION/THROTTLING | TB UPPER NW | no data | no data | GENERATOR COOLER RETURN ISOLATION/THROTTLING | no data | CCW | PD-274A |  | OPEN | CLOSED | WATER/GLYCOL | 6" | 1186.0 | 4843 | V
Unit 2 | no | CCW/GEN 8 | 01-VCCW320 | GENERATOR COOLER 8 SUPPLY ISOLATION | TB UPPER NW | no data | no data | GENERATOR COOLER SUPPLY ISOLATION | no data | CCW | PD-274A |  | OPEN | CLOSED | WATER/GLYCOL | 6" | 1159.0 | 4816 | V
Unit 2 | no | CCW/HEAD TNK | 01-VCCW345 | CCW GLYCOL FILL ISOLATION | DUCT BURNER SKID | no data | no data | GLYCOL FILL ISOLATION | no data | CCW | PD-270A |  | CLOSED | CLOSED | WATER/GLYCOL | 2" | 1184.0 | 4841 | V
Unit 2 | no | CCW/HEAD TNK | 01-VCCW103 | CCW HEAD TANK DRAIN | PIPE RACK 3RD LEVEL | no data | no data | CCW HEAD TANK DRAIN | no data | CCW | PD-270A |  | CLOSED | OPEN | WATER/GLYCOL | 2" | 1034.0 | 4691 | V
Unit 2 | no | CCW/HEAD TNK | 01-VDWS617 | CCW HEAD TANK ISOLATION | DUCT BURNER SKID | no data | no data | CCW HEAD TANK ISOLATION | no data | DWS | PD-270A |  | OPEN | CLOSED | Water | 2" | 1582.0 | 5305 | V
Unit 2 | no | CCW/HEAD TNK | 01-VCCW102 | CCW HEAD TANK TO PUMP SUCTION ISOLATION | DUCT BURNER SKID | no data | no data | HEAD TANK TO PUMP SUCTION ISOLATION | no data | CCW | PD-270A |  | OPEN | CLOSED | WATER/GLYCOL | 2" | 1033.0 | 4690 | V
Unit 2 | no | CCW/HEAD TNK | 01-VDWS620 | Unit 2 CCW DEMIN WATER MAKE UP | PIPE RACK 3RD LEVEL | no data | no data | VENT | no data | DWS | PD-270A |  | CLOSED | OPEN | Water | 0.75" | 1583.0 | 5306 | V
Unit 2 | no | CCW/LUBE OIL/COOLER | 01-VCCW301 | CCW LO COOLER INLET VENT | LUBE OIL SKID | no data | no data | VENT | no data | CCW | PD-273A |  | CLOSED | OPEN | WATER/GLYCOL | 0.75" | 1150.0 | 4807 | V
Unit 2 | no | CCW/LUBE OIL/COOLER | 01-VCCW302 | CCW LO COOLER INLET VENT | LUBE OIL SKID | no data | no data | VENT | no data | CCW | PD-273A |  | CLOSED | OPEN | WATER/GLYCOL | 0.75" | 1151.0 | 4808 | V
Unit 2 | no | CCW/LUBE OIL/COOLER | 01-VCCW305 | LO COOLER OUTLET ISOLATION/THROTTLING | LUBE OIL SKID | no data | no data | LUBE OIL COOLER OUTLET ISOLATION/THROTTLING | no data | CCW | PD-273A |  | OPEN | CLOSED | WATER/GLYCOL | 14" | 1153.0 | 4810 | V
Unit 2 | no | CCW/LUBE OIL/COOLER | 01-VCCW341 | LO COOLER OUTLET ISOLATION/THROTTLING | LUBE OIL SKID | no data | no data | LUBE OIL COOLER OUTLET ISOLATION/THROTTLING | no data | CCW | PD-273A |  | OPEN | CLOSED | WATER/GLYCOL | 14" | 1180.0 | 4837 | V
Unit 2 | no | CCW/LUBE OIL/COOLER | 01-VCCW304 | LO COOLER SUPPLY ISOLATION | LUBE OIL SKID | no data | no data | LUBE OIL COOLER SUPPLY ISOLATION | no data | CCW | PD-273A |  | OPEN | CLOSED | WATER/GLYCOL | 14" | 1152.0 | 4809 | V
Unit 2 | no | CCW/LUBE OIL/COOLER | 01-VCCW325 | LO COOLER SUPPLY ISOLATION | LUBE OIL SKID | no data | no data | LUBE OIL COOLER SUPPLY ISOLATION | no data | CCW | PD-273A |  | OPEN | CLOSED | WATER/GLYCOL | 14" | 1164.0 | 4821 | V
Unit 2 | no | CCW/LUBE OIL/COOLER | 01-VCCW308 | LUBE OIL COOLER CCW OUTLET DRAIN | LUBE OIL SKID | no data | no data | DRAIN | no data | CCW | PD-273A |  | CLOSED | OPEN | WATER/GLYCOL | 0.75" | 1156.0 | 4813 | V
Unit 2 | no | CCW/LUBE OIL/COOLER | 01-VCCW322 | LUBE OIL COOLER CCW OUTLET DRAIN | LUBE OIL SKID | no data | no data | DRAIN | no data | CCW | PD-273A |  | CLOSED | OPEN | WATER/GLYCOL | 0.75" | 1161.0 | 4818 | V
Unit 2 | no | CCW/LUBE OIL/COOLER | 01-VCCW324 | LUBE OIL COOLER INLET DRAIN | LUBE OIL SKID | no data | no data | DRAIN | no data | CCW | PD-273A |  | CLOSED | OPEN | WATER/GLYCOL | 0.75" | 1163.0 | 4820 | V
Unit 2 | no | CCW/LUBE OIL/COOLER | 01-VCCW326 | LUBE OIL COOLER INLET DRAIN | LUBE OIL SKID | no data | no data | DRAIN | no data | CCW | PD-273A |  | CLOSED | OPEN | WATER/GLYCOL | 0.75" | 1165.0 | 4822 | V
Unit 2 | no | CCW/LUBE OIL/COOLER | 01-VCCW328 | LUBE OIL COOLER INLET VENT | LUBE OIL SKID | no data | no data | VENT | no data | CCW | PD-273A |  | CLOSED | OPEN | WATER/GLYCOL | 0.75" | 1167.0 | 4824 | V
Unit 2 | no | CCW/LUBE OIL/COOLER | 01-VCCW340 | LUBE OIL COOLER INLET VENT | LUBE OIL SKID | no data | no data | VENT | no data | CCW | PD-273A |  | CLOSED | OPEN | WATER/GLYCOL | 0.75" | 1179.0 | 4836 | V
Unit 2 | no | CCW/PCV | 01-VCCW155 | CCW RECIRC CV BYPASS | CCW PUMP AREA | no data | no data | SYSTEM BALANCING CV BYPASS | no data | CCW | PD-270A |  | OPEN | CLOSED | WATER/GLYCOL | 10" | 1086.0 | 4743 | V
Unit 2 | no | CCW/PCV | 01-VCCW153 | CCW RECIRC CV ISOLATION | CCW PUMP AREA | no data | no data | SYSTEM BALANCING CV ISOLATION | no data | CCW | PD-270A |  | OPEN | CLOSED | WATER/GLYCOL | 16" | 1084.0 | 4741 | V
Unit 2 | no | CCW/PCV | 01-VCCW154 | CCW RECIRC CV ISOLATION | CCW PUMP AREA | no data | no data | SYSTEM BALANCING CV ISOLATION | no data | CCW | PD-270A |  | OPEN | CLOSED | WATER/GLYCOL | 16" | 1085.0 | 4742 | V
Unit 2 | no | CCW/PCV | 01-VCCW156 | CCW RECIRC LINE DRAIN | CCW PUMP AREA | no data | no data | DRAIN | no data | CCW | PD-270A |  | CLOSED | OPEN | WATER/GLYCOL | 0.75" | 1087.0 | 4744 | V
Unit 2 | no | CCW/PCV | 01-VCCW192 | CCW RECIRC LINE VENT | CCW PUMP AREA | no data | no data | VENT | no data | CCW | PD-270A |  | CLOSED | OPEN | WATER/GLYCOL | 0.75" | 1123.0 | 4780 | V
Unit 2 | no | CCW/SAMPLE PANEL | 01-VCCW175 | SAMPLE PANEL CCW FLOW THROTTLING | SAMPLE PANEL | no data | no data | SAMPLE PANEL FLOW THROTTLING | no data | CCW | PD-272A |  | OPEN | CLOSED | WATER/GLYCOL | 4" | 1106.0 | 4763 | V
Unit 2 | no | CCW/SAMPLE PANEL | 01-VCCW415 | SAMPLE PANEL CCW RETURN ISOLATION | SAMPLE PANEL | no data | no data | SAMPLE PANEL RETURN ISOLATION | no data | CCW | PD-272A |  | OPEN | CLOSED | WATER/GLYCOL | 4" | 1250.0 | 4907 | V
Unit 2 | no | CCW/SAMPLE PANEL | 01-VCCW183 | SAMPLE PANEL CCW SUPPLY ISOLATION | SAMPLE PANEL | no data | no data | SAMPLE PANEL SUPPLY ISOLATION | no data | CCW | PD-272A |  | OPEN | CLOSED | WATER/GLYCOL | 4" | 1114.0 | 4771 | V
Unit 2 | no | CCW/SAMPLE PANEL | 01-VCCW168 | SAMPLE PANEL COOLER INLET DRAIN | SAMPLE PANEL | no data | no data | DRAIN | no data | CCW | PD-272A |  | CLOSED | OPEN | WATER/GLYCOL | 0.75" | 1099.0 | 4756 | V
Unit 2 | no | CCW/SAMPLE PANEL | 01-VCCW184 | SAMPLE PANEL COOLER OUTLET VENT | SAMPLE PANEL | no data | no data | VENT | no data | CCW | PD-272A |  | CLOSED | OPEN | WATER/GLYCOL | 0.75" | 1115.0 | 4772 | V
Unit 2 | no | CCW/SAMPLE PANEL | 01-VCCW414 | SAMPLE PANEL TCU FILL ISOLATION | SAMPLE PANEL | no data | no data | TCU FILL ISOLATION | no data | CCW | PD-272A |  | OPEN | CLOSED | WATER/GLYCOL | 0.75" | 1249.0 | 4906 | V
Unit 2 | no | CCW/SAMPLE PANEL | 01-VCCW185 | SAMPLE PANEL TCU RETURN ISOLATION | SAMPLE PANEL | no data | no data | TCU RETURN ISOLATION | no data | CCW | PD-272A |  | OPEN | CLOSED | WATER/GLYCOL | 3" | 1116.0 | 4773 | V
Unit 2 | no | CCW/SAMPLE PANEL | 01-VCCW186 | SAMPLE PANEL TCU SUPPLY ISOLATION | SAMPLE PANEL | no data | no data | TCU SUPPLY ISOLATION | no data | CCW | PD-272A |  | OPEN | CLOSED | WATER/GLYCOL | 3" | 1117.0 | 4774 | V
Unit 2 | no | CCW/TCV | 01-VCCW140 | ACHE BYPASS LINE DRAIN | CCW PUMP AREA | no data | no data | DRAIN | no data | CCW | PD-270A |  | CLOSED | OPEN | WATER/GLYCOL | 0.75" | 1071.0 | 4728 | V
Unit 2 | no | CCW/TCV | 01-VCCW193 | ACHE BYPASS LINE VENT | CCW PUMP AREA | no data | no data | VENT | no data | CCW | PD-270A |  | CLOSED | OPEN | WATER/GLYCOL | 0.75" | 1124.0 | 4781 | V
Unit 2 | no | CCW/TCV | 01-VCCW126 | ACHE BYPASS TCV EQ | CCW PUMP AREA | no data | no data | BYPASS FOR ACHE BYPASS CV | no data | CCW | PD-270A |  | CLOSED | CLOSED | WATER/GLYCOL | 24" | 1057.0 | 4714 | V
Unit 2 | no | CCW/TCV | 01-VCCW148 | ACHE BYPASS TCV ISOLATION | ACHE AREA EAST SIDE | no data | no data | ACHE BYPASS CV ISOLATION | no data | CCW | PD-270A |  | OPEN | CLOSED | WATER/GLYCOL | 24" | 1079.0 | 4736 | V
Unit 2 | no | CCW/TCV | 01-VCCW149 | ACHE BYPASS TCV ISOLATION | ACHE AREA EAST SIDE | no data | no data | ACHE BYPASS CV ISOLATION | no data | CCW | PD-270A |  | OPEN | CLOSED | WATER/GLYCOL | 24" | 1080.0 | 4737 | V
EXCLUDE | no | CEMS | 01-CEM-DSW-01 | Unit 2 CEMS DSW 01 480VAC | 01-LVB-PPL-1115 BR 32/34/36INSIDE HRSG SWG ENCLOSURE | no data | no data | no data | 480 V CIRCUIT BREACKER | no data | no data |  | CLOSED | OPEN | no data | no data | 4056.0 | 2469 | Electr
EXCLUDE | no | CEMS | 01-CEM-DSW-02 | Unit 2 CEMS DSW 02 480VAC | 01-LVB-PPL-2112 BR 32/34/36 INSIDE HRSG SWG ENCLOSURE | no data | no data | no data | 480 V CIRCUIT BREACKER | no data | no data |  | CLOSED | OPEN | no data | no data | 4105.0 | 2470 | Electr
Unit 2 | no | CHEM SHACK | 01-VDWS102 | Unit 2 PHOSPHATE SILUTION SUPPLY ISOLATION | CHEM SHACK OUTSIDE | no data | no data | Unit 2 PHOSPHATE SILUTION SUPPLY ISOLATION | no data | DWS | PD-411 |  | OPEN | CLOSED | Water | 1" | 1570.0 | 5291 | V
Unit 2 | no | CND A | 01-VCND820 | CND A Equalizing valve | CRT area | no data | CND pump A | Unit 2 CONDENSATE PUMP A EQUALIZING VALVE | no data | CND | no data |  | OPEN | CLOSED | no data | no data | 3841.0 | 5150 | V
Unit 2 | no | CND A | 01-VCND814 | CND A MECH. SEAL AIR VENT ISO | CRT area | no data | CND pump A | Unit 2 CONDENSATE PUMP A MECH. SEAL AIR VENT VALVE | no data | CND | no data |  | CLOSED | OPEN | no data | no data | 3837.0 | 5139 | V
Unit 2 | no | CND A | 01-VCND196 | CND A Pump Discharge Drain | CRT area | no data | CND pump A | DRAIN VALVE | no data | CND | PD-051A |  | CLOSED | OPEN | Water | 0.75" | 1351.0 | 5012 | V
Unit 2 |  | CND A | 01-VCND128B | CND A Pump Discharge EQ | CRT area | [7 empty] | CLOSED | CLOSED
Unit 2 | no | CND A | 01-VCND128A | CND A Pump Discharge EQ | CRT area | no data | CND pump A | CND PUMP DISCHARGE ISOLATION | no data | CND | PD-051A |  | OPEN | CLOSED | Water | 10" | 1284.0 | 4942 | V
Unit 2 | no | CND A | 01-VCND128 | CND A Pump Discharge ISO | CRT area | no data | CND pump A | CND PUMP DISCHARGE ISOLATION | no data | CND | PD-051A |  | OPEN | CLOSED | Water | 10" | 1284.0 | 4941 | V
Unit 2 | no | CND A | 01-VCND818 | CND A Seal supply valve | CRT area | no data | CND pump A | Unit 2 CONDENSATE PUMP A SEALING WATER VALVE | no data | CND | no data |  | OPEN | CLOSED | no data | no data | 3840.0 | 5148 | V
Unit 2 | no | CND A/BST-CND-100 | 01-CND-SUCT003 | CND A SUCTION STRAINER INLET (NORTH) | CRT AREA | no data | no data |  | ISO | CND | no data |  | OPEN | CLOSED | WATER | no data | no data | 2487 | no data
Unit 2 | no | CND A/BST-CND-100 | 01-CND-SUCT001 | CND A SUCTION STRAINER INLET (SOUTH) | CRT AREA | no data | no data |  | ISO | CND | no data |  | OPEN | CLOSED | WATER | no data | no data | 2485 | no data
Unit 2 | no | CND A/BST-CND-100 | 01-CND-SUCT004 | CND A SUCTION STRAINER OUTLET (NORHT) | CRT AREA | no data | no data |  | ISO | CND | no data |  | OPEN | CLOSED | WATER | no data | no data | 2488 | no data
Unit 2 | no | CND A/BST-CND-100 | 01-CND-SUCT002 | CND A SUCTION STRAINER OUTLET (SOUTH) | CRT AREA | no data | no data |  | ISO | CND | no data |  | OPEN | CLOSED | WATER | no data | no data | 2486 | no data
Unit 2 | hung | CND A/BST-CND-100 | 01-VCND166 | CND A SUCTION STRAINER DRAIN (1) | CRT area | no data | CND pump A | STRAINER DRAIN | no data | CND | PD-051A |  | CLOSED | OPEN | Water | 2" | 1321.0 | 4979 | V
Unit 2 | hung | CND A/BST-CND-100 | 01-VCND171 | CND A SUCTION STRAINER DRAIN (2) | CRT area | no data | CND pump A | STRAINER DRAIN VALVE | no data | CND | PD-051A |  | CLOSED | OPEN | Water | 2" | 1326.0 | 4984 | V
Unit 2 | no | CND A/BST-CND-100 | 01-VCND100 | CND A SUCTION STRAINER VENT BLOCK (1) | CRT area | no data | CND pump A | STRAINER VENT VALVE | no data | CND | PD-051A |  | CLOSED | OPEN | Water | 0.5" | 1260.0 | 4917 | V
Unit 2 | no | CND A/BST-CND-100 | 01-VCND320 | CND A SUCTION STRAINER VENT BLOCK (2) | CRT area | no data | CND pump A | STRAINER VENT | no data | CND | PD-051A |  | CLOSED | OPEN | Water | 0.5" | 1414.0 | 5077 | V
Unit 2 | no | CND A/BST-CND-100 | 01-VCND118 | CND A SUCTION STRAINER VENT ROOT (1) | CRT area | no data | CND pump A | STRAINER VENT VALVE | no data | CND | PD-051A |  | CLOSED | OPEN | Water | 0.5" | 1276.0 | 4933 | V
Unit 2 | no | CND A/BST-CND-100 | 01-VCND191 | CND A SUCTION STRAINER VENT ROOT (2) | CRT area | no data | CND pump A | STRAINER VENT | no data | CND | PD-051A |  | CLOSED | OPEN | Water | 0.5" | 1346.0 | 5006 | V
Unit 2 | no | CND B | 01-VCND850 | CND B Equalizing valve | CRT area | no data | CND pump B | Unit 2 CONDENSATE PUMP B EQUALIZING VALVE | no data | CND | no data |  | OPEN | CLOSED | no data | no data | 3848.0 | 5157 | V
Unit 2 | no | CND B | 01-VCND844 | CND B MECH. SEAL AIR VENT ISO | CRT area | no data | CND pump B | Unit 2 CONDENSATE PUMP B MECH. SEAL AIR VENT VALVE | no data | CND | no data |  | CLOSED | OPEN | no data | no data | 3844.0 | 5153 | V
Unit 2 | no | CND B | 01-VCND167 | CND B Pump Discharge Drain | CRT area | no data | CND pump B | DRAIN VALVE | no data | CND | PD-051A |  | CLOSED | OPEN | Water | 0.75" | 1322.0 | 4980 | V
Unit 2 |  | CND B | 01-VCND194B | CND B Pump Discharge EQ | CRT area | [7 empty] | CLOSED | CLOSED
Unit 2 | no | CND B | 01-VCND194A | CND B Pump Discharge EQ | CRT area | no data | CND pump B | CND PUMP DISCHARGE ISOLATION | no data | CND | PD-051A |  | OPEN | CLOSED | Water | 10" | 1349.0 | 5010 | V
Unit 2 | no | CND B | 01-VCND194 | CND B Pump Discharge ISO | CRT area | no data | CND pump B | CND PUMP DISCHARGE ISOLATION | no data | CND | PD-051A |  | OPEN | CLOSED | Water | 10" | 1349.0 | 5009 | V
Unit 2 | no | CND B | 01-VCND848 | CND B SEAL WATER SUPPLY ISO | CRT area | no data | CND pump B | Unit 2 CONDENSATE PUMP B SEALING WATER VALVE | no data | CND | no data |  | OPEN | CLOSED | no data | no data | 3847.0 | 5156 | V
Unit 2 | no | CND B/BST-CND-102 | 01-CND-SUCT007 | CND B SUCTION STRAINER INLET (NORTH) | CRT AREA | no data | no data |  | ISO | CND | no data |  | OPEN | CLOSED | WATER | no data | no data | 2491 | no data
Unit 2 | no | CND B/BST-CND-102 | 01-CND-SUCT005 | CND B SUCTION STRAINER INLET (SOUTH) | CRT AREA | no data | no data |  | ISO | CND | no data |  | OPEN | CLOSED | WATER | no data | no data | 2489 | no data
Unit 2 | no | CND B/BST-CND-102 | 01-CND-SUCT008 | CND B SUCTION STRAINER OUTLET (NORHT) | CRT AREA | no data | no data |  | ISO | CND | no data |  | OPEN | CLOSED | WATER | no data | no data | 2492 | no data
Unit 2 | no | CND B/BST-CND-102 | 01-CND-SUCT006 | CND B SUCTION STRAINER OUTLET (SOUTH) | CRT AREA | no data | no data |  | ISO | CND | no data |  | OPEN | CLOSED | WATER | no data | no data | 2490 | no data
Unit 2 | no | CND B/BST-CND-102 | 01-VCND176 | CND B SUCTION STRAINER DRAIN (1) | CRT area | no data | CND pump B | STRAINER DRAIN | no data | CND | PD-051A |  | CLOSED | OPEN | Water | 2" | 1331.0 | 4991 | V
Unit 2 | no | CND B/BST-CND-102 | 01-VCND361 | CND B SUCTION STRAINER DRAIN (2) | CRT area | no data | CND pump B | STRAINER DRAIN VALVE | no data | CND | PD-051A |  | CLOSED | OPEN | Water | 2" | 1440.0 | 5106 | V
Unit 2 | no | CND B/BST-CND-102 | 01-VCND360 | CND B SUCTION STRAINER VENT BLOCK (1) | CRT area | no data | CND pump B | STRAINER VENT VALVE | no data | CND | PD-051A |  | CLOSED | OPEN | Water | 0.5" | 1439.0 | 5105 | V
Unit 2 | no | CND B/BST-CND-102 | 01-VCND129 | CND B SUCTION STRAINER VENT BLOCK (2) | CRT area | no data | CND pump B | STRAINER VENT VALVE | no data | CND | PD-051A |  | CLOSED | OPEN | Water | 0.5" | 1285.0 | 4943 | V
Unit 2 | no | CND B/BST-CND-102 | 01-VCND154 | CND B SUCTION STRAINER VENT ROOT (1) | CRT area | no data | CND pump B | STRAINER VENT VALVE | no data | CND | PD-051A |  | CLOSED | OPEN | Water | 0.5" | 1310.0 | 4968 | V
Unit 2 | no | CND B/BST-CND-102 | 01-VCND135 | CND B SUCTION STRAINER VENT ROOT (2) | CRT area | no data | CND pump B | STRAINER VENT VALVE | no data | CND | PD-051A |  | CLOSED | OPEN | Water | 0.5" | 1291.0 | 4949 | V
Unit 2 | no | CND B/BST-CND-104 | 01-CND-SUCT011 | CND C SUCTION STRAINER INLET (NORTH) | CRT area | no data | no data |  | ISO | CND | no data |  | OPEN | CLOSED | WATER | no data | no data | 2495 | no data
Unit 2 | no | CND B/BST-CND-104 | 01-CND-SUCT009 | CND C SUCTION STRAINER INLET (SOUTH) | CRT AREA | no data | no data |  | ISO | CND | no data |  | OPEN | CLOSED | WATER | no data | no data | 2493 | no data
Unit 2 | no | CND B/BST-CND-104 | 01-CND-SUCT012 | CND C SUCTION STRAINER OUTLET (NORHT) | CRT AREA | no data | no data |  | ISO | CND | no data |  | OPEN | CLOSED | WATER | no data | no data | 2496 | no data
Unit 2 | no | CND B/BST-CND-104 | 01-CND-SUCT010 | CND C SUCTION STRAINER OUTLET (SOUTH) | CRT AREA | no data | no data |  | ISO | CND | no data |  | OPEN | CLOSED | WATER | no data | no data | 2494 | no data
Unit 2 | no | CND B/BST-CND-104 | 01-VCND173 | CND C SUCTION STRAINER DRAIN (1) | CRT area | no data | CND pump C | STRAINER DRAIN VALVE | no data | CND | PD-051A |  | CLOSED | OPEN | Water | 2" | 1328.0 | 4987 | V
Unit 2 | no | CND B/BST-CND-104 | 01-VCND178 | CND C SUCTION STRAINER DRAIN (2) | CRT area | no data | CND pump C | STRAINER DRAIN VALVE | no data | CND | PD-051A |  | CLOSED | OPEN | Water | 2" | 1333.0 | 4993 | V
Unit 2 | no | CND B/BST-CND-104 | 01-VCND133 | CND C SUCTION STRAINER VENT BLOCK (1) | CRT area | no data | CND pump C | STRAINER VENT VALVE | no data | CND | PD-051A |  | CLOSED | OPEN | Water | 0.5" | 1289.0 | 4947 | V
Unit 2 | no | CND B/BST-CND-104 | 01-VCND165 | CND C SUCTION STRAINER VENT BLOCK (2) | CRT area | no data | CND pump C | STRAINER VENT VALVE | no data | CND | PD-051A |  | CLOSED | OPEN | Water | 0.5" | 1320.0 | 4978 | V
Unit 2 | no | CND B/BST-CND-104 | 01-VCND330 | CND C SUCTION STRAINER VENT ROOT (1) | CRT area | no data | CND pump C | STRAINER VENT VALVE | no data | CND | PD-051A |  | CLOSED | OPEN | Water | 0.5" | 1423.0 | 5088 | V
Unit 2 | no | CND B/BST-CND-104 | 01-VCND168 | CND C SUCTION STRAINER VENT ROOT (2) | CRT area | no data | CND pump C | STRAINER VENT | no data | CND | PD-051A |  | CLOSED | OPEN | Water | 0.5" | 1323.0 | 4981 | V
Unit 2 | no | CND C | 01-VCND880 | CND C Equalizing valve | CRT area | no data | CND pump C | Unit 2 CONDENSATE PUMP C EQUALIZING VALVE | no data | CND | no data |  | OPEN | CLOSED | no data | no data | 3855.0 | 5165 | V
Unit 2 | no | CND C | 01-VCND189 | CND C Pump Discharge Drain | CRT area | no data | CND pump C | DRAIN VALVE | no data | CND | PD-051A |  | CLOSED | OPEN | Water | 0.75" | 1344.0 | 5004 | V
Unit 2 |  | CND C | 01-VCND329B | CND C Pump Discharge EQ | CRT area | [7 empty] | CLOSED | CLOSED
Unit 2 | no | CND C | 01-VCND329A | CND C Pump Discharge EQ | CRT area | no data | CND pump C | no data | no data | CND | no data |  | OPEN | CLOSED | no data | no data | no data | 5086 | V
Unit 2 | no | CND C | 01-VCND329 | CND C Pump Discharge ISO | CRT area | no data | CND pump C | CONDENSATE PUMP DISCHARGE ISOLATION | no data | CND | PD-051A |  | OPEN | CLOSED | Water | 10" | 1422.0 | 5085 | V
Unit 2 | no | CND C | 01-VCND878 | CND C Seal supply valve | CRT area | no data | CND pump C | Unit 2 CONDENSATE PUMP C SEALING WATER VALVE | no data | CND | no data |  | OPEN | CLOSED | no data | no data | 3854.0 | 5164 | V
Unit 2 | no | CND C | 01-VCND874 | CND PMP C MECH. SEAL AIR VENT ISO | CRT area | no data | CND pump C | Unit 2 CONDENSATE PUMP C MECH. SEAL AIR VENT VALVE | no data | CND | no data |  | CLOSED | OPEN | no data | no data | 3851.0 | 5161 | V
Unit 2 |  | CND/AMMONIA FEED | 01-VCCF845 | CND AMMONIA FEED PUMP A DISCHARGE DRAIN | CHEM SHACK | [7 empty] | CLOSED | OPEN
Unit 2 |  | CND/AMMONIA FEED | 01-VCCF846 | CND AMMONIA FEED PUMP A DISCHARGE ISO | CHEM SHACK | [7 empty] | OPEN | CLOSED
Unit 2 |  | CND/AMMONIA FEED | 01-VCCF844 | CND AMMONIA FEED PUMP A SUCTION DRAIN | CHEM SHACK | [7 empty] | CLOSED | OPEN
Unit 2 |  | CND/AMMONIA FEED | 01-VCCF843 | CND AMMONIA FEED PUMP A SUCTION ISO | CHEM SHACK | [7 empty] | OPEN | CLOSED
Unit 2 |  | CND/AMMONIA FEED | 01-VCCF849 | CND AMMONIA FEED PUMP B DISCHARGE DRAIN | CHEM SHACK | [7 empty] | CLOSED | OPEN
Unit 2 |  | CND/AMMONIA FEED | 01-VCCF850 | CND AMMONIA FEED PUMP B DISCHARGE ISO | CHEM SHACK | [7 empty] | OPEN | CLOSED
Unit 2 |  | CND/AMMONIA FEED | 01-VCCF848 | CND AMMONIA FEED PUMP B SUCTION DRAIN | CHEM SHACK | [7 empty] | CLOSED | OPEN
Unit 2 |  | CND/AMMONIA FEED | 01-VCCF847 | CND AMMONIA FEED PUMP B SUCTION ISO | CHEM SHACK | [7 empty] | OPEN | CLOSED
Unit 2 |  | CND/AMMONIA FEED | 01-VCCF854 | CND AMMONIA PUMP COMMON OUTLET ISO | CHEM SHACK | [7 empty] | OPEN | CLOSED
Unit 2 |  | CND/AMMONIA FEED | 01-VCCF853 | CND AMMONIA PUMP COMMON OUTLET VENT | CHEM SHACK | [7 empty] | CLOSED | OEPN
Unit 2 | no | CND/ECA/2C | 01-VCND197 | 2C cooler drain | HRSG SE | no data | ECA | DRAIN VALVE | no data | CND | PD-054A |  | CLOSED | OPEN | Water | 0.75" | 1352.0 | 5013 | V
Unit 2 | no | CND/ECA/2C | 01-VCND408 | ECA COOLER OUTLET drain | HRSG SE | no data | ECA | DRAIN VALVE | no data | CND | PD-054A |  | CLOSED | OPEN | Water | 0.75" | 1460.0 | 5127 | V
Unit 2 | no | CND/ECA/2C | 01-VCND420 | ECA COOLER PUMP A DRAIN | Unit 2 ECA COOLER PUMP AREA | no data | no data | ECA COOLER PUMP DRAIN | no data | CND | PD-054A |  | CLOSED | OPEN | Water | 0.75" | 1463.0 | 5130 | V
Unit 2 | no | CND/ECA/2C | 01-VCND421 | ECA COOLER PUMP B DRAIN | Unit 2 ECA COOLER PUMP AREA | no data | no data | ECA COOLER PUMP DRAIN | no data | CND | PD-054A |  | CLOSED | OPEN | Water | 0.75" | 1464.0 | 5131 | V
Unit 2 | no | CND/ECA/2C | 01-VCND407 | ECA cooler vent | HRSG SE | no data | ECA | VENT VALVE | no data | CND | PD-054A |  | CLOSED | OPEN | Water | 0.75" | 1459.0 | 5126 | V
Unit 2 | no | CND/ECA/2C | 01-VCND411 | ECA pump discharge vent | HRSG SE | no data | ECA | VENT VALVE | no data | CND | PD-054A |  | CLOSED | OPEN | Water | 0.75" | 1462.0 | 5129 | V
Unit 2 | no | CND/ECA/2C | 01-VCND311 | ECA pump"A" suction valve | HRSG SE | no data | ECA | ECA COOLER PUMP SUCTION ISOLATION | no data | CND | PD-054A |  | OPEN | CLOSED | Water | 6" | 1409.0 | 5072 | V
Unit 2 | no | CND/ECA/2C | 01-VCND359 | ECA pump"A" discharge valve | HRSG SE | no data | ECA | ECA COOLER PUMP DISCHARGE ISOLATION | no data | CND | PD-054A |  | OPEN | CLOSED | Water | 6" | 1438.0 | 5104 | V
Unit 2 | no | CND/ECA/2C | 01-VCND313 | ECA pump"B" suction valve | HRSG SE | no data | ECA | ECA COOLER PUMP SUCTION ISOLATION | no data | CND | PD-054A |  | OPEN | CLOSED | Water | 6" | 1411.0 | 5074 | V
Unit 2 | no | CND/ECA/2C | 01-VCND314 | ECA pump"B" discharge valve | HRSG SE | no data | ECA | ECA COOLER PUMP DISCHARGE ISOLATION | no data | CND | PD-054A |  | OPEN | CLOSED | Water | 6" | 1412.0 | 5075 | V
Unit 2 | no | CND/ECA/2C | 01-VCND343 | ECA/2C CONDENSATE RETURN UPSTREAM ISO | HRSG SE | no data | ECA | ECA COOLER LOOP RETURN VALVE ISOLATION | no data | CND | PD-054A |  | OPEN | CLOSED | Water | 6" | 1432.0 | 5098 | V
Unit 2 | no | CND/ECA/2C | 01-VCND352 | ECA/2C CONDENSATE SUPPLY ISO | HRSG SE | no data | ECA | ECA COOLER LOOP SUPPLY VALVE ISOLATION | no data | CND | PD-054A |  | OPEN | CLOSED | Water | 6" | 1436.0 | 5102 | V
Unit 2 |  | CND/IRON FILTER | 01-MOV-CND201A | CND Iron Filter A Inlet MOV EQ | CRT AREA | [7 empty] | CLOSED | CLOSED
Unit 2 |  | CND/IRON FILTER | 01-MOV-CND201B | CND Iron Filter A Inlet MOV EQ | CRT AREA | [7 empty] | CLOSED | CLOSED
Unit 2 | no | CND/IRON FILTER | 01-MOV-CND201 | CND Iron Filter A Inlet MOV HANDWHEEL | CRT AREA | no data | no data | CONDENSATE IRON FILTER AUTOMATIC ISOLATION | no data | CND | PD-052A |  | CLOSED | OPEN | Water | 12" | 4670.0 | 3276 | MOV
EXCLUDE | no | CND/IRON FILTER | 01-MOV-CND201 | CND Iron Filter A Inlet MOV POWER | 01-LVB--PPL-1311, BR5ACC MCC ENCLOSURE | no data | no data | CONDENSATE IRON FILTER AUTOMATIC ISOLATION | no data | CND | PD-052A |  | CLOSED | OPEN | Water | 12" | 4670.0 | 3275 | MOV
Unit 2 |  | CND/IRON FILTER | 01-MOV-CND211A | CND Iron Filter B Inlet MOV EQ | CRT AREA | [7 empty] | CLOSED | CLOSED
Unit 2 |  | CND/IRON FILTER | 01-MOV-CND211B | CND Iron Filter B Inlet MOV EQ | CRT AREA | [7 empty] | CLOSED | CLOSED
Unit 2 | no | CND/IRON FILTER | 01-MOV-CND211 | CND Iron Filter B Inlet MOV HANDWHEEL | CRT AREA | no data | no data | CONDENSATE IRON FILTER AUTOMATIC ISOLATION | no data | CND | PD-052A |  | CLOSED | OPEN | Water | 12" | 4674.0 | 3277 | MOV
EXCLUDE | no | CND/IRON FILTER | 01-MOV-CND211 | CND Iron Filter B Inlet MOV PWR | 01-LVB--PPL-1311, BR6ACC MCC ENCLOSURE | no data | no data | CONDENSATE IRON FILTER AUTOMATIC ISOLATION | no data | CND | PD-052A |  | CLOSED | OPEN | Water | 12" | 4674.0 | 3278 | MOV
Unit 2 |  | CND/IRON FILTER | 01-VCND174B | CND Iron Filter B Outlet EQ | CRT AREA | [7 empty] | CLOSED | CLOSED
Unit 2 |  | CND/IRON FILTER | 01-MOV-CND221A | CND Iron Filter BYP MOV EQ | CRT AREA | [7 empty] | CLOSED | CLOSED
Unit 2 |  | CND/IRON FILTER | 01-MOV-CND221B | CND Iron Filter BYP MOV EQ | CRT AREA | [7 empty] | CLOSED | CLOSED
Unit 2 |  | CND/IRON FILTER | 01-MOV-CND221 | CND Iron Filter BYP MOV HANDWHEEL | CRT AREA | [7 empty] | AUTO | CLOSED
EXCLUDE | no | CND/IRON FILTER | 01-MOV-CND221 | CND Iron Filter BYP MOV PWR | 01-LVB--PPL-1311, BR7ACC MCC ENCLOSURE | no data | no data | CONDENSATE IRON FILTER AUTOMATIC BYPASS | no data | CND | PD-052A |  | CLOSED | OPEN | Water | 12" | 4671.0 | 3279 | MOV
Unit 2 | no | CND/IRON FILTER | 01-VCND114 | IRON FILTER A INLET DRAIN | CRT area | no data | IRON Filer A | STRAINER DRAIN | no data | CND | PD-052A |  | CLOSED | CLOSED | Water | 0.75" | 1272.0 | 4929 | V
Unit 2 | no | CND/IRON FILTER | 01-VCND172 | IRON FILTER A OULTE ISO | CRT area | no data | IRON Filer A | CONDENSATE IRON FILTER MANUAL ISOLATION | no data | CND | PD-052A |  | OPEN | CLOSED | Water | 12" | 1327.0 | 4985 | V
Unit 2 |  | CND/IRON FILTER | 01-VCND172A | IRON FILTER A OULTE ISO EQ | CRT AREA | [7 empty] | CLOSED | CLOSED
Unit 2 |  | CND/IRON FILTER | 01-VCND172B | IRON FILTER A OULTE ISO EQ | CRT AREA | [7 empty] | CLOSED | CLOSED
Unit 2 | no | CND/IRON FILTER | 01-VCND144 | IRON FILTER A OUTLET DRAIN | CRT area | no data | IRON Filer A | IRON FILTER DRAIN VALVE | no data | CND | PD-052A |  | CLOSED | OPEN | Water | 0.75" | 1300.0 | 4958 | V
Unit 2 | no | CND/IRON FILTER | 01-VCND139 | IRON FILTER A VENT | CRT area | no data | IRON Filer A | INSTRUMENT ISOLATION | no data | CND | PD-052A |  | CLOSED | OPEN | Water | 0.75" | 1295.0 | 4953 | V
Unit 2 | no | CND/IRON FILTER | 01-VCND101 | IRON FILTER B INLET DRAIN | CRT area | no data | IRON Filer B | IRON FILTER DRAIN | no data | CND | PD-052A |  | CLOSED | OPEN | Water | 0.75" | 1261.0 | 4918 | V
Unit 2 | no | CND/IRON FILTER | 01-VCND174 | IRON FILTER B OULTE ISO | CRT area | no data | IRON Filer B | CONDENSATE IRON FILTER MANUAL ISOLATION | no data | CND | PD-052A |  | OPEN | CLOSED | Water | 12" | 1329.0 | 4988 | V
Unit 2 | no | CND/IRON FILTER | 01-VCND174A | IRON FILTER B OULTE ISO EQ | CRT area | no data | IRON Filer B | CONDENSATE IRON FILTER MANUAL ISOLATION | no data | CND | PD-052A |  | OPEN | CLOSED | Water | 12" | 1329.0 | 4989 | V
Unit 2 | no | CND/IRON FILTER | 01-VCND362 | IRON FILTER B OUTLET DRAIN | CRT area | no data | IRON Filer B | IRON FILTER DRAIN VALVE | no data | CND | PD-052A |  | CLOSED | OPEN | Water | 0.75" | 1441.0 | 5107 | V
Unit 2 | no | CND/IRON FILTER | 01-VCND140 | IRON FILTER B VENT | CRT area | no data | IRON Filer B | IRON FILTER VENT VALVE | no data | CND | PD-052A |  | CLOSED | OPEN | Water | 0.75" | 1296.0 | 4954 | V
Unit 2 | no | CND/IRON FILTER | 01-VCND163 | IRON FILTER BYP MOV DOWNSTREAM ISO | CRT area | no data | IRON Filter Bypass | CONDENSATE IRON FILTER BYPASS VALVE ISOLATION | no data | CND | PD-052A |  | OPEN | CLOSED | Water | 12" | 1318.0 | 4976 | V
Unit 2 |  | CND/IRON FILTER | 01-VCND163A | IRON FILTER BYP MOV DOWNSTREAM ISO EQ | CRT AREA | [7 empty] | CLOSED | CLOSED
Unit 2 |  | CND/IRON FILTER | 01-VCND163B | IRON FILTER BYP MOV DOWNSTREAM ISO EQ | CRT AREA | [7 empty] | CLOSED | CLOSED
Unit 2 | no | CND/IRON FILTER | 01-VCND160 | IRON FILTER BYP MOV UPSTREAM ISO | CRT area | no data | IRON Filter Bypass | CONDENSATE IRON FILTER BYPASS VALVE ISOLATION | no data | CND | PD-052A |  | OPEN | CLOSED | Water | 12" | 1316.0 | 4974 | V
Unit 2 |  | CND/IRON FILTER | 01-VCND160A | IRON FILTER BYP MOV UPSTREAM ISO EQ | CRT AREA | [7 empty] | CLOSED | CLOSED
Unit 2 |  | CND/IRON FILTER | 01-VCND160B | IRON FILTER BYP MOV UPSTREAM ISO EQ | CRT AREA | [7 empty] | CLOSED | CLOSED
Unit 2 | no | CND/IRON FILTER | 01-VCND182 | IRON FILTER BYPASS LINE VENT VALVE | CRT AREA | no data | no data | VENT VALVE | no data | CND | PD-052A |  | CLOSED | OPEN | Water | 2" | 1337.0 | 4997 | V
Unit 2 | no | CND/IRON FILTER | 01-VCND188 | Iron Filter Bypass line drain | CRT area | no data | IRON Filter Bypass | DRAIN VALVE | no data | CND | PD-052A |  | CLOSED | OPEN | Water | 0.75" | 1343.0 | 5003 | V
Unit 2 | no | CONROL OIL/CO ACCUM TNK | 01MPX01AA115 | CONTROIL ACCUM TNK A BLOCK ISO | TURBINE BASEMENT | no data | no data | no data | Ball valve | MBSHI | LP-01196 |  | OPEN | CLOSED | OH | 1/2" | no data | 3494 | Mitsu
Unit 2 | no | CONROL OIL/CO ACCUM TNK | 01MPX01AA118 | CONTROIL ACCUM TNK A DRAIN | TURBINE BASEMENT | no data | no data | no data | Ball valve | MBSHI | LP-01196 |  | CLOSED | OPEN | OH | 1-1/2" | no data | 3497 | Mitsu
Unit 2 | no | CONROL OIL/CO ACCUM TNK | 01MPX01AA117 | CONTROIL ACCUM TNK A ROOT ISO | TURBINE BASEMENT | no data | no data | no data | BALL VALVE | MBSHIVL | LP-01196 |  | OPEN | CLOSED | OH | 1-1/2" | no data | 3496 | Mitsu
Unit 2 | no | CONROL OIL/CO ACCUM TNK | 01MPX01AA116 | CONTROIL ACCUM TNK B BLOCK ISO | TURBINE BASEMENT | no data | no data | no data | Ball valve | MBSHI | LP-01196 |  | OPEN | CLOSED | OH | 1/2" | no data | 3495 | Mitsu
Unit 2 | no | CONROL OIL/CO ACCUM TNK | 01MPX01AA906 | CONTROIL ACCUM TNK B DRAIN | TURBINE BASEMENT | no data | no data | no data | Ball valve | MBSHI | LP-01196 |  | CLOSED | OPEN | OH | 1-1/2" | no data | 3545 | Mitsu
Unit 2 | no | CONROL OIL/CO ACCUM TNK | 01MPX01AA119 | CONTROIL ACCUM TNK B ROOT ISO | TURBINE BASEMENT | no data | no data | no data | BALL VALVE | MBSHIVL | LP-01196 |  | OPEN | CLOSED | OH | 1-1/2" | no data | 3498 | Mitsu
Unit 2 | no | CONROL OIL/CO COOLER | 01MPX01AA174 | CONTROIL COOLER INLET ISO (OIL) | TURBINE BASEMENT | no data | no data | no data | Ball valve | MBSHI | LP-01196 |  | OPEN | CLOSED | OH | 2" | no data | 3504 | Mitsu
Unit 2 | no | CONROL OIL/CO COOLER | 01MPX01AA177 | CONTROIL COOLER OUTLET ISO (OIL) | TURBINE BASEMENT | no data | no data | no data | Ball valve | MBSHI | LP-01196 |  | OPEN | CLOSED | OH | 2" | no data | 3505 | Mitsu
Unit 2 | no | CONROL OIL/CO FILTER | 01MPX01AA106 | CONTROIL DISCHARGE FILTER A ISO | TURBINE BASEMENT | no data | no data | no data | Ball valve | MBSHI | LP-01196 |  | OPEN | CLOSED | OH | 1/4" | no data | 3489 | Mitsu
Unit 2 | no | CONROL OIL/CO FILTER | 01MPX01AA108 | CONTROIL DISCHARGE FILTER B ISO | TURBINE BASEMENT | no data | no data | no data | BALL VALVE | MBSHIVL | LP-01196 |  | OPEN | CLOSED | OH | 1-1/4" | no data | 3491 | Mitsu
Unit 2 | no | CONROL OIL/CO FILTER | 01MPX01AA120 | CONTROIL EARTH FILTER #1 DRAIN | TURBINE BASEMENT | no data | no data | no data | GLOBE VALVE | MBSHIVL | LP-01196 |  | CLOSED | OPEN | OH | 3/4" | no data | 3499 | Mitsu
Unit 2 | no | CONROL OIL/CO FILTER | 01MPX01AA712 | CONTROIL EARTH FILTER #2 DRAIN | TURBINE BASEMENT | no data | no data | no data | GLOBE VALVE | MBSHIVL | LP-01196 |  | CLOSED | OPEN | OH | 3/4" | no data | 3511 | Mitsu
Unit 2 | no | CONROL OIL/CO FILTER | 01MPX01AA014 | CONTROIL Earth Filter ISO | TURBINE BASEMENT | no data | no data | no data | Globe valve | MBSHI | LP-01196 |  | OPEN | CLOSED | OH | 2" | no data | 3483 | Mitsu
Unit 2 | no | CONTROL OIL | 01MPX01AA901 | CONTROL OIL TANK DRAIN | TURBINE BASEMENT | no data | no data | no data | Ball valve | MBSHI | LP-01196 |  | CLOSED | OPEN | OH | 1-1/2" | no data | 3541 | Mitsu
Unit 2 | no | CONTROL OIL/CONTROL OIL PUMP | 01MPX01AA001 | CONTROIL PMP A SUCTION ISO | TURBINE BASEMENT | no data | no data | no data | Ball valve | MBSHI | LP-01196 |  | OPEN | CLOSED | OH | 3" | no data | 3481 | Mitsu
Unit 2 | no | CONTROL OIL/CONTROL OIL PUMP | 01MPX01AA004 | CONTROIL PMP B SUCTION ISO | TURBINE BASEMENT | no data | no data | no data | Ball valve | MBSHI | LP-01196 |  | OPEN | CLOSED | OH | 3" | no data | 3482 | Mitsu
Unit 2 | no | CONTROL OIL/HEATER | 01MPX01AH101 | CONTROIL HEATER | TCP | no data | no data | no data | 480 V MOLDED CASE BREAKER | no data | no data |  | CLOSED | OPEN | no data | no data | 5035.0 | 3546 | Mitsu
Unit 2 | no | CONTROL OIL/IGV | 01MBX01AA103 | GT IGV Actuator Control Oil Inlet Valve | GT ENCLOSURE LOWER EAST | no data | no data | no data | GATE VALVE | MBSHIVL | LP-01197 |  | OPEN | CLOSED | OH | 1" | 5854.0 | 3187 | Mitsu
Unit 2 | no | CONTROL OIL/IGV | 01MBX01AA203 | GT IGV Actuator Control Oil Outlet Valve | GT ENCLOSURE LOWER EAST | no data | no data | no data | GATE VALVE | MBSHIVL | LP-01197 |  | OPEN | CLOSED | OH | 1" | 5852.0 | 3189 | Mitsu
Unit 2 | no | CONTROL OIL/IGV | 01MBX01AA104 | GT VV Actuator Control Oil Inlet Valve | GT ENCLOSURE LOWER EAST | no data | no data | no data | GATE VALVE | MBSHIVL | LP-01197 |  | OPEN | CLOSED | OH | 1" | 5855.0 | 3188 | Mitsu
Unit 2 | no | CONTROL OIL/IGV | 01MBX01AA204 | GT VV Actuator Control Oil Outlet Valve | GT ENCLOSURE LOWER EAST | no data | no data | no data | GATE VALVE | MBSHIVL | LP-01197 |  | OPEN | CLOSED | OH | 1" | 5853.0 | 3190 | Mitsu
Unit 2 | no | CONTROL OIL/MAIN PMP A | 01MPX01AP101-M01 | CONTROIL PUMP MOTOR (A) | TCP | no data | no data | no data | 480 V MOLDED CASE BREAKER | no data | no data |  | CLOSED | OPEN | no data | no data | 5010.0 | 3547 | Electr
Unit 2 | no | CONTROL OIL/MAIN PMP B | 01MPX01AP102-M01 | CONTROIL PUMP MOTOR (B) | TCP | no data | no data | no data | 480 V MOLDED CASE BREAKER | no data | no data |  | CLOSED | OPEN | no data | no data | 5011.0 | 3548 | Electr
Unit 2 | no | CONTROL OIL/POLISH PUMP | 01MPX11AP101-M01 | CONTROIL POLISHING PUMP | TCP | no data | no data | no data | 480 V MOLDED CASE BREAKER | no data | no data |  | CLOSED | OPEN | no data | no data | 5014.0 | 3558 | Electr
Unit 2 | no | CONTROL OIL/POLISH PUMP | 01MPX11AA044 | Controil polishing pump DISCHARGE ISO | TURBINE BASEMENT | no data | no data | no data | no data | no data | LP-01196 |  | OPEN | CLOSED | OH | 1" | no data | 3552 | Mitsu
Unit 2 | no | CONTROL OIL/POLISH PUMP | 01MPX11AA301 | Controil polishing pump suction ISO | TURBINE BASEMENT | no data | no data | no data | Valve | no data | LP-01196 |  | OPEN | CLOSED | OH | 2" | no data | 3555 | Mitsu
Unit 2 | no | CRH TO AUX | 01-VCRH181 | CRH to Aux steam FC iso (High flow) | Pipe Rack 3rd | no data | Aux Steam Header | CRH TO AXS ISOLATION | no data | CRH | PD-124A |  | OPEN | CLOSED | Steam | 4" | 1529.0 | 5246 | V
Unit 2 | no | CRH TO AUX | 01-VCRH184 | CRH to Aux steam FC iso (High flow) | Pipe Rack 3rd | no data | Aux Steam Header | CRH TO AXS ISOLATION | no data | CRH | PD-124A |  | OPEN | CLOSED | Steam | 6" | 1532.0 | 5249 | V
Unit 2 |  | CRH TO AUX | 01-VCRH181A | CRH to Aux steam FC iso (High flow) EQ | Pipe Rack 3rd Level | [7 empty] | CLOSED | CLOSED
Unit 2 |  | CRH TO AUX | 01-VCRH181B | CRH to Aux steam FC iso (High flow) EQ | Pipe Rack 3rd Level | [7 empty] | CLOSED | CLOSED
Unit 2 |  | CRH TO AUX | 01-VCRH184A | CRH to Aux steam FC iso (High flow) EQ | Pipe Rack 3rd Level | [7 empty] | CLOSED | CLOSED
Unit 2 |  | CRH TO AUX | 01-VCRH184B | CRH to Aux steam FC iso (High flow) EQ | Pipe Rack 3rd Level | [7 empty] | CLOSED | CLOSED
Unit 2 | no | CRH TO AUX | 01-VCRH180 | CRH to Aux steam FC iso (Low flow) | Pipe Rack 3rd | no data | Aux Steam Header | CRH TO AXS ISOLATION | no data | CRH | PD-124A |  | OPEN | CLOSED | Steam | 3" | 1528.0 | 5245 | V
Unit 2 | no | CRH TO AUX | 01-VCRH183 | CRH to Aux steam FC iso (Low flow) | Pipe Rack 3rd | no data | Aux Steam Header | CRH TO AXS ISOLATION | no data | CRH | PD-124A |  | OPEN | CLOSED | Steam | 4" | 1531.0 | 5248 | V
Unit 2 |  | CRH TO AUX | 01-VCRH183A | CRH to Aux steam FC iso (Low flow) EQ | Pipe Rack 3rd Level | [7 empty] | CLOSED | CLOSED
Unit 2 |  | CRH TO AUX | 01-VCRH183B | CRH to Aux steam FC iso (Low flow) EQ | Pipe Rack 3rd Level | [7 empty] | CLOSED | CLOSED
Unit 2 |  | CRH TO AUX | 01-VCRH180A | CRH to Aux steam FC iso (Low flow)EQ | Pipe Rack 3rd Level | [7 empty] | CLOSED | CLOSED
Unit 2 |  | CRH TO AUX | 01-VCRH180B | CRH to Aux steam FC iso (Low flow)EQ | Pipe Rack 3rd Level | [7 empty] | CLOSED | CLOSED
Unit 2 | no | CRH TO AUX | 01-VCRH120 | CRH to Aux steam vent | Pipe Rack 3rd | no data | Aux Steam Header | CRH TO AXS VENT VALVE | no data | CRH | PD-124A |  | CLOSED | OPEN | Steam | 0.75" | 1481.0 | 5190 | V
Unit 2 | no | CRH TO AUX | 01-VCRH121 | CRH to Aux steam vent | Pipe Rack 3rd | no data | Aux Steam Header | CRH TO AXS VENT VALVE | no data | CRH | PD-124A |  | CLOSED | OPEN | Steam | 0.75" | 1482.0 | 5191 | V
Unit 2 | no | CRH TO AUX | 01-VCRH162 | CRH to Aux steam vent | Pipe Rack 3rd | no data | Aux Steam Header | CRH TO AXS VENT VALVE | no data | CRH | PD-124A |  | CLOSED | OPEN | Steam | 0.75" | 1515.0 | 5230 | V
Unit 2 | no | CRH TO AUX | 01-VCRH182 | CRH to Aux steam vent | Pipe Rack 3rd | no data | Aux Steam Header | CRH TO AXS VENT VALVE | no data | CRH | PD-124A |  | CLOSED | OPEN | Steam | 0.75" | 1530.0 | 5247 | V
Unit 2 | no | CRH TO AUX ATTEMP | 01-VBFW627 | CRH to AUX HIGH flow ATTEMP AFTER TCV DRAIN BLOCK | Pipe Rack 3rd | no data | Attempeator Aux | DRAIN VALVE | no data | BFW | PD-124A |  | CLOSED | OPEN | Water | 0.75" | 1010.0 | 4531 | V
Unit 2 | no | CRH TO AUX ATTEMP | 01-VBFW626 | CRH to AUX HIGH flow ATTEMP AFTER TCV DRAIN ROOT | Pipe Rack 3rd | no data | Attempeator Aux | DRAIN VALVE | no data | BFW | PD-124A |  | CLOSED | OPEN | Water | 0.75" | 1009.0 | 4530 | V
Unit 2 | no | CRH TO AUX ATTEMP | 01-VBFW145 | CRH to AUX HIGH flow ATTEMP DRAIN BETWEEN AOV BLOCK | Pipe Rack 3rd | no data | Attempeator Aux | DRAIN VALVE | no data | BFW | PD-124A |  | CLOSED | OPEN | Water | 0.75" | 669.0 | 4166 | V
Unit 2 | no | CRH TO AUX ATTEMP | 01-VBFW144 | CRH to AUX HIGH flow ATTEMP DRAIN BETWEEN AOV ROOT | Pipe Rack 3rd | no data | Attempeator Aux | DRAIN VALVE | no data | BFW | PD-124A |  | CLOSED | OPEN | Water | 0.75" | 668.0 | 4165 | V
Unit 2 | no | CRH TO AUX ATTEMP | 01-VBFW623 | CRH to AUX HIGH flow ATTEMP VENT BLOCK | Pipe Rack 3rd | no data | Attempeator Aux | VENT VALVE | no data | BFW | PD-124A |  | CLOSED | OPEN | Water | 0.75" | 1006.0 | 4527 | V
Unit 2 | no | CRH TO AUX ATTEMP | 01-VBFW622 | CRH to AUX HIGH flow ATTEMP VENT ROOT | Pipe Rack 3rd | no data | Attempeator Aux | VENT VALVE | no data | BFW | PD-124A |  | CLOSED | OPEN | Water | 0.75" | 1005.0 | 4526 | V
Unit 2 | no | CRH TO AUX ATTEMP | 01-VBFW629 | CRH to AUX LOW flow ATTEMP AFTER TCV DRAIN BLOCK | Pipe Rack 3rd | no data | Attempeator Aux | DRAIN VALVE | no data | BFW | PD-124A |  | CLOSED | OPEN | Water | 0.75" | 1012.0 | 4533 | V
Unit 2 | no | CRH TO AUX ATTEMP | 01-VBFW628 | CRH to AUX LOW flow ATTEMP AFTER TCV DRAIN ROOT | Pipe Rack 3rd | no data | Attempeator Aux | DRAIN VALVE | no data | BFW | PD-124A |  | CLOSED | OPEN | Water | 0.75" | 1011.0 | 4532 | V
Unit 2 | no | CRH TO AUX ATTEMP | 01-VBFW437 | CRH to AUX LOW flow ATTEMP DRAIN BETWEEN AOVS BLOCK | Pipe Rack 3rd | no data | Attempeator Aux | DRAIN VALVE | no data | BFW | PD-124A |  | CLOSED | OPEN | Water | 0.75" | 930.0 | 4451 | V
Unit 2 | no | CRH TO AUX ATTEMP | 01-VBFW436 | CRH to AUX LOW flow ATTEMP DRAIN BETWEEN AOVS ROOT | Pipe Rack 3rd | no data | Attempeator Aux | DRAIN VALVE | no data | BFW | PD-124A |  | CLOSED | OPEN | Water | 0.75" | 929.0 | 4450 | V
Unit 2 | no | CRH TO AUX ATTEMP | 01-VBFW448 | CRH to AUX LOW flow ATTEMP UPSTREAM DRAIN BLOCK | Pipe Rack 3rd | no data | Attempeator Aux | DRAIN VALVE | no data | BFW | PD-124A |  | CLOSED | OPEN | Water | 0.75" | 940.0 | 4461 | V
Unit 2 | no | CRH TO AUX ATTEMP | 01-VBFW573 | CRH to AUX LOW flow ATTEMP UPSTREAM DRAIN BLOCK | Pipe Rack 3rd | no data | Attempeator Aux | DRAIN VALVE | no data | BFW | PD-124A |  | CLOSED | OPEN | Water | 0.75" | 978.0 | 4499 | V
Unit 2 | no | CRH TO AUX ATTEMP | 01-VBFW447 | CRH to AUX LOW flow ATTEMP UPSTREAM DRAIN ROOT | Pipe Rack 3rd | no data | Attempeator Aux | DRAIN VALVE | no data | BFW | PD-124A |  | CLOSED | OPEN | Water | 0.75" | 939.0 | 4460 | V
Unit 2 | no | CRH TO AUX ATTEMP | 01-VBFW572 | CRH to AUX LOW flow ATTEMP UPSTREAM DRAIN ROOT | Pipe Rack 3rd | no data | Attempeator Aux | DRAIN VALVE | no data | BFW | PD-124A |  | CLOSED | OPEN | Water | 0.75" | 977.0 | 4498 | V
Unit 2 | no | CRH TO AUX ATTEMP | 01-VBFW625 | CRH to AUX LOW flow ATTEMP VENT BLOCK | Pipe Rack 3rd | no data | Attempeator Aux | VENT VALVE | no data | BFW | PD-124A |  | CLOSED | OPEN | Water | 0.75" | 1008.0 | 4529 | V
Unit 2 | no | CRH TO AUX ATTEMP | 01-VBFW624 | CRH to AUX LOW flow ATTEMP VENT ROOT | Pipe Rack 3rd | no data | Attempeator Aux | VENT VALVE | no data | BFW | PD-124A |  | CLOSED | OPEN | Water | 0.75" | 1007.0 | 4528 | V
Unit 2 | no | CRH TO AUX ATTEMP | 01-VBFW146 | CRH to AUX steam HIGH flow attemperator ISO after CV | Pipe Rack 3rd | no data | Attempeator Aux | CRH LETDOWN SPRAY SUPPLY ISOLATION | no data | BFW | PD-124A |  | OPEN | CLOSED | Water | 1" | 670.0 | 4167 | V
Unit 2 | no | CRH TO AUX ATTEMP | 01-VBFW570 | CRH to AUX steam HIGH flow attemperator ISO before CV | Pipe Rack 3rd | no data | Attempeator Aux | ISOLATION TO CRH LETDOWN ATTEMPERATORS | no data | BFW | PD-124A |  | OPEN | CLOSED | Water | 1" | 975.0 | 4496 | V
Unit 2 | no | CRH TO AUX ATTEMP | 01-VBFW571 | CRH to AUX steam HIGH flow attemperator ISO before CV | Pipe Rack 3rd | no data | Attempeator Aux | ISOLATION TO CRH LETDOWN ATTEMPERATORS | no data | BFW | PD-124A |  | OPEN | CLOSED | Water | 1" | 976.0 | 4497 | V
Unit 2 | no | CRH TO AUX ATTEMP | 01-VBFW319 | CRH to AUX steam LOW flow attemperator ISO after CV | Pipe Rack 3rd | no data | Attempeator Aux | CRH LETDOWN SPRAY ISOLATION | no data | BFW | PD-124A |  | OPEN | CLOSED | Water | 1" | 829.0 | 4345 | V
Unit 2 | no | CRH TO AUX ATTEMP | 01-VBFW433 | CRH to AUX steam LOW flow attemperator ISO before CV | Pipe Rack 3rd | no data | Attempeator Aux | IP BFW TO CRH LETDOWN SPRAY ISOLATION | no data | BFW | PD-124A |  | OPEN | CLOSED | Water | 1" | 926.0 | 4447 | V
Unit 2 | no | CRH TO AUX ATTEMP | 01-VBFW434 | CRH to AUX steam LOW flow attemperator ISO before CV | Pipe Rack 3rd | no data | Attempeator Aux | IP BFW TO CRH LETDOWN SPRAY ISOLATION | no data | BFW | PD-124A |  | OPEN | CLOSED | Water | 1" | 927.0 | 4448 | V
EXCLUDE | no | CRT | 01-CND-HTR-869 | Unit 2 ACC CND TNK IMMERSION HTR | 01-LVB-PPL-1511, BR8/10/12ACC MCC ENCLOSURE | no data | no data | no data | 480 V CIRCUIT BREACKER | no data | no data |  | CLOSED | OPEN | no data | no data | 4725.0 | 2480 | Electr
Unit 2 | no | CRT/CND RECIRC | 01-FCV-CND331 | Condensate Recirc CV | CRT landing | no data | CRT | CONDENSATE MINIMUM RECIRC VALVE | no data | CND | PD-053A |  | OPEN | CLOSED | Water | 6" | 454.0 | 2511 | no data
Unit 2 | no | CRT/CND RECIRC | 01-VCND217 | Condensate Recirc CV bypass | CRT landing | no data | CV/CRT | no data | Iso Vlv | CND | 20023894-PD-053A |  | OPEN | CLOSED | no data | no data | no data | 5026 | V
Unit 2 | no | CRT/CND RECIRC | 01-VCND377 | Condensate Recirc Drain (after strainer) | CRT area | no data | CRT | DRAIN VALVE | no data | CND | PD-053A |  | CLOSED | OPEN | Water | 0.75" | 1447.0 | 5114 | V
Unit 2 | no | CRT/CND RECIRC | 01-VCND152 | Condensate Recirc Drain (after CV) | CRT landing | no data | CRT | DRAIN VALVE | no data | CND | PD-053A |  | CLOSED | OPEN | Water | 0.75" | 1308.0 | 4966 | V
Unit 2 | no | CRT/CND RECIRC | 01-VCND378 | Condensate Recirc Vent (after CV) | CRT landing | no data | CRT | VENT VALVE | no data | CND | PD-053A |  | CLOSED | OPEN | Water | 0.75" | 1448.0 | 5115 | V
Unit 2 | no | CRT/CND RECIRC | 01-VCND132 | Condensate Recirc ISO AFTER CV | CRT landing | no data | CV/CRT | CONDENSATE RECIRC CV DOWNSTREAM ISOLATION | no data | CND | PD-053A |  | OPEN | CLOSED | Water | 8" | 1288.0 | 4946 | V
Unit 2 | no | CRT/CND RECIRC | 01-VCND216 | Condensate Recirc ISO BEFORE CV | ST upper East (OUTSIDE DECK) | no data | Attemperator | CND recirc downstream iso | no data | CND | no data |  | OPEN | CLOSED | no data | no data | 5552.0 | 5025 | V
Unit 2 | no | CRT/CND STRNR | 01-VCND195 | Condensate Recirc Strainer Drain | CRT area | no data | CRT | DRAIN VALVE | no data | CND | PD-053A |  | CLOSED | OPEN | Water | 0.75" | 1350.0 | 5011 | V
Unit 2 | no | CRT/CND STRNR | 01-VCND323 | Condensate Recirc Strainer isolation | CRT area | no data | CRT | CONDENSATE MIN RECIRC CV ISOLATION | no data | CND | PD-053A |  | OPEN | CLOSED | Water | 8" | 1417.0 | 5080 | V
Unit 2 | no | CRT/CND STRNR | 01-VCND404 | Condensate Recirc Strainer Vent | CRT area | no data | CRT | VENT VALVE | no data | CND | PD-053A |  | CLOSED | OPEN | Water | 0.5" | 1456.0 | 5123 | V
Unit 2 | no | CRT/CND STRNR | 01-V-CND-868 | CRT DRAIN VALVE | CRT area | no data | no data | CONDENSATE TANK DRAIN VALVE | LEVER | HLTCACC | 11737.0 |  | CLOSED | OPEN | WATER | 3" | no data | 5160 | V
Unit 2 | no | ECA/ECA PUMP A | 01LCA14AP101-M02 | ECA RECIRC PUMP (A) SEAL COOLER | TCP | no data | no data | no data | 480 V MOLDED CASE BREAKER | no data | no data |  | CLOSED | OPEN | no data | no data | 5024.0 | 2638 | Electr
Unit 2 | no | ECA/ECA PUMP A | 01LCA14AH101 | ECA RECIRCULATION PUMP (A) (BEARING HEATER) | TCP | no data | no data | no data | no data | no data | no data |  | CLOSED | OPEN | no data | no data | 5140.0 | 2635 | Mitsu
Unit 2 | no | ECA/ECA PUMP B | 01LCA14AP102-M02 | ECA RECIRC PUMP (B) SEAL COOLER | TCP | no data | no data | no data | 480 V MOLDED CASE BREAKER | no data | no data |  | CLOSED | OPEN | no data | no data | 5025.0 | 2640 | Electr
Unit 2 | no | ECA/ECA PUMP B | 01LCA14AH102 | ECA RECIRCULATION PUMP (B) (BEARING HEATER) | TCP | no data | no data | no data | no data | no data | no data |  | CLOSED | OPEN | no data | no data | 5141.0 | 2636 | Mitsu
Unit 2 | no | ECA/ECA PUMPS | 01-nodata11 | ECA pump"A" drain | HRSG SE | no data | ECA | no data | no data | CND | no data |  | CLOSED | OPEN | no data | no data | no data | 3569 | no data
Unit 2 | no | ECA/ECA PUMPS | 01-nodata12 | ECA pump"B" drain | HRSG SE | no data | ECA | no data | no data | CND | no data |  | CLOSED | OPEN | no data | no data | no data | 3570 | no data
U2 | PRINTING | FGS HEATING | 01-VFGS946 | TB1 HEAT GAS REGULATION VALVE ISOLATION PCV-946 | TB SW (OUTSIDE) | no data | FG SUPPLY TO DUCT BURNERS/BUILDING HEATERS | no data | no data | FGS | no data |  | OPEN | CLOSED | no data | no data | no data | 5377 | V
U2 | PRINTING | FGS HEATING | 01-VFGS950 | TB1 HEAT GAS REGULATION VALVE ISOLATION PCV-950 | TB SW (OUTSIDE) | no data | FG SUPPLY TO DUCT BURNERS/BUILDING HEATERS | no data | no data | FGS | no data |  | OPEN | CLOSED | no data | no data | no data | 5378 | V
U2 | PRINTING | FGS HEATING | 01-VFGS941 | TB1 HEAT GAS SUPPLY INTERSTAGE REGULATION VALVE VENT | TB SW (OUTSIDE) | no data | FG SUPPLY TO DUCT BURNERS/BUILDING HEATERS | no data | no data | FGS | no data |  | CLOSED | OPEN | no data | no data | no data | 5376 | V
EXCLUDE | PRINTING | FGS/DB | 01-BUR-CPL-01 | HRSG 2 DCT BNR MAIN 120VAC | 01-LVD-PPL-2111 BR 7 INSIDE HRSG SWG ENCLOSURE | no data | no data | no data | 208/120VAC CIRCUIT BREAKER | FGS/DB | no data |  | CLOSED | OPEN | no data | no data | 4116.0 | 2444 | Electr
U2 | PRINTING | FGS/DB1 | 01-VFGS923 | DUCT BURNER DRAIN BEFORE PRESSURE CONTROL VALVE | DUCT BURNER SKID | no data | U2 DUCT BURNER | no data | no data | FGS | no data |  | CLOSED | OPEN | no data | no data | no data | 5370 | V
U2 | PRINTING | FGS/DB1 | 01-VFGS932 | DUCT BURNER INTERSTAGE VENT | DUCT BURNER SKID | no data | U2 DUCT BURNER | DB Fuel Gas vent | no data | FGS | no data |  | CLOSED | OPEN | no data | no data | 6658.0 | 5375 | V
U2 | PRINTING | FGS/DB1 | 01-VFGS179 | DUCT BURNER PRESSURE REGULATION OUTLET | DUCT BURNER SKID | no data | U2 DUCT BURNER | EQUIPMENT ISOLATION | no data | FGS | PD-658A |  | OPEN | CLOSED | Natural Gas | 12" | 1612.0 | 5361 | V
U2 | PRINTING | FGS/DB1 | 01-VFGS176 | DUCT BURNER REGULATION SKID ISOLATION | DUCT BURNER SKID | no data | U2 DUCT BURNER | EQUIPMENT ISOLATION | no data | FGS | PD-658A |  | OPEN | CLOSED | Natural Gas | 6" | 1609.0 | 5358 | V
U2 | PRINTING | FGS/DB1 | 01-VFGS217 | DUCT BURNER SKID VENT AFTER ISOLATION | DUCT BURNER SKID | no data | U2 DUCT BURNER | N2 PURGE ISOLATION | no data | FGS | PD-658A |  | CLOSED | OPEN | Natural Gas | 0.75" | 1616.0 | 5365 | V
U2 | PRINTING | FGS/DB1 | 01-FGS-SOV293 | DUCT BURNER SOV | DUCT BURNER SKID | no data | no data | no data | no data | no data | no data |  | OPEN | CLOSED | no data | no data | 6008.0 | 2525 | no data
U2 | PRINTING | FGS/DB1 | 01-VFGS922 | DUCT BURNER SOV INA SUPPLY | DUCT BURNER SKID | no data | no data | no data | no data | no data | no data |  | OPEN | CLOSED | no data | no data | 6639.0 | 5369 | V
U2 | PRINTING | FGS/DB1 | 01-VFGS120 | DUCT BURNER SUPPLY VENT AFTER REGULATION SKID | DUCT BURNER SKID | no data | U2 DUCT BURNER | N2 PURGE ISOLATION | no data | FGS | PD-658A |  | CLOSED | OPEN | Natural Gas | 0.75" | 1594.0 | 5343 | V
Unit 2 | PRINTING | FGS/ELECTRIC HEATER | 01-VFGS783 | LP GAS SUPPLY TO ELECTRIC HEATER | no data | no data | HP REGULATING STATION (08) | no data | no data | FGS | no data |  | OPEN | CLOSED | no data | no data | no data | 5367 | V
Unit 2 | PRINTING | FGS/FGC A | 00-VFGS442C | FGC "A" OUTAGE purge valve | FGC A | [7 empty] | CLOSED | CLOSED
Unit 2 | PRINTING | FGS/FGC A | 00-VFGS400D | FGC A process seal filter drain valve | FUEL GAS COMPRESSOR AREA | [7 empty] | CLOSED | OPEN
U2 | PRINTING | FGS/GT1 | 01-VFGS134 | FGPH DRAIN VESSEL 2 (GAS SIDE) | FGPH | no data | U2 GT HEADER | DRAIN | no data | FGS | PD-656A |  | CLOSED | OPEN | Natural Gas | 1" | 1600.0 | 5349 | V
U2 | PRINTING | FGS/GT1 | 01-VFGS174 | GT FUEL GAS FILTER INLET | DUCT BURNER SKID | no data | U2 GT HEADER | GAS TURBINE FUEL GAS CARTRIDGE FILTER INLET | no data | FGS | PD-657A |  | OPEN | CLOSED | Natural Gas | 12" | 6752.0 | 5357 | V
U2 | PRINTING | FGS/GT1 | 01-VFGS143 | GT FUEL GAS FILTER INLET VENT | DUCT BURNER SKID | no data | U2 GT HEADER | N2 PURGE ISOLATION | no data | FGS | PD-657A |  | CLOSED | CLOSED | Natural Gas | 1" | 1603.0 | 5352 | V
U2 | PRINTING | FGS/GT1 | 01MBP01AA911 | GT FUEL GAS FILTER NITROGEN BLOWDOWN | DUCT BURNER SKID | no data | U2 GT HEADER | no data | GATE VALVE | FGS | LP-01202 |  | CLOSED | OPEN | GF | 1" | no data | 3115 | Mitsu
U2 | PRINTING | FGS/GT1 | 01MBP01AA908 | GT FUEL GAS FILTER NITROGEN BLOWDOWN BLOCK | DUCT BURNER SKID | no data | U2 GT HEADER | no data | Gate valve | FGS | LP-01202 |  | CLOSED | OPEN | GF | 1" | no data | 3112 | Mitsu
U2 | PRINTING | FGS/GT1 | 01MBP01AA907 | GT FUEL GAS FILTER NITROGEN BLOWDOWN ROOT | DUCT BURNER SKID | no data | U2 GT HEADER | no data | Gate valve | FGS | LP-01202 |  | CLOSED | OPEN | GF | 1" | no data | 3111 | Mitsu
U2 | PRINTING | FGS/GT1 | 01MBP01AA912 | GT FUEL GAS FILTER NITROGEN VENT | DUCT BURNER SKID | no data | U2 GT HEADER | no data | GATE VALVE | FGS | LP-01202 |  | CLOSED | OPEN | GF | 1" | no data | 3116 | Mitsu
U2 | PRINTING | FGS/GT1 | 01MBP01AA910 | GT FUEL GAS FILTER NITROGEN VENT BLOCK | DUCT BURNER SKID | no data | U2 GT HEADER | no data | Gate valve | FGS | LP-01202 |  | CLOSED | OPEN | GF | 1" | no data | 3114 | Mitsu
U2 | PRINTING | FGS/GT1 | 01MBP01AA909 | GT FUEL GAS FILTER NITROGEN VENT ROOT | DUCT BURNER SKID | no data | U2 GT HEADER | no data | Gate valve | FGS | LP-01202 |  | CLOSED | OPEN | GF | 1" | no data | 3113 | Mitsu
U2 | PRINTING | FGS/GT1 | 01-VFGS192 | GT FUEL GAS FILTER OUTLET | DUCT BURNER SKID | no data | U2 GT HEADER | FUEL GAS PURGE CREDIT SHUT OFF VALVE A | no data | FGS | PD-657A |  | OPEN | CLOSED | Natural Gas | 12" | 6750.0 | 5363 | V
U2 | PRINTING | FGS/GT1 | 01-VFGS193 | GT FUEL GAS FILTER OUTLET VENT | DUCT BURNER SKID | no data | U2 GT HEADER | VENT | no data | FGS | PD-657A |  | CLOSED | OPEN | Natural Gas | 1" | 6751.0 | 5364 | V
U2 | PRINTING | FGS/GT1 | 01MBP01AA721 | INA to CT Purge credit valve "A" | DUCT BURNER SKID | no data | no data | no data | Valve | no data | no data |  | OPEN | CLOSED | no data | no data | 5611.0 | 3088 | Mitsu
U2 | PRINTING | FGS/GT1 | 01MBP01AA722 | INA to CT Purge credit valve "B" | DUCT BURNER SKID | no data | no data | no data | Valve | no data | no data |  | OPEN | CLOSED | no data | no data | 5612.0 | 3089 | Mitsu
U2 | PRINTING | FGS/GT1 | 01MBP01AA723 | INA to CT Purge credit valve "C" | DUCT BURNER SKID | no data | no data | no data | Valve | no data | no data |  | OPEN | CLOSED | no data | no data | 5612.0 | 3090 | Mitsu
U2 | PRINTING | FGS/GT1 | 01MBP01AA724 | INA to CT Purge credit VENT A | DUCT BURNER SKID | no data | no data | no data | Valve | no data | no data |  | CLOSED | OPEN | no data | no data |  | 3091 | Mitsu
U2 | PRINTING | FGS/GT1 | 01MBP01AA725 | INA to CT Purge credit VENT B | DUCT BURNER SKID | no data | no data | no data | Valve | no data | no data |  | CLOSED | OPEN | no data | no data |  | 3092 | Mitsu
U2 | PRINTING | FGS/GT1/FGPH | 01-VFGS128 | FGPH DRAIN VESSEL 1 (GAS SIDE) | FGPH | no data | U2 GT HEADER | DRAIN | no data | FGS | PD-656A |  | CLOSED | OPEN | Natural Gas | 1" | 1598.0 | 5347 | V
U2 | PRINTING | FGS/GT1/FGPH | 01-VFGS130 | U2 FGPH AUTOMATIC VENT ISO | PIPE RACK 1ST LEVEL | no data | U2 GT HEADER | PERFORMANCE HEATER TO EMERGENCY VENT VALVE | no data | FGS | PD-656A |  | CLOSED | OPEN | Natural Gas | 3" | 1599.0 | 5348 | V
Unit 2 | PRINTING | FIRE PROTECTION | 01-VINA | INA supply VALVE Fire System U2 ST/Generator Coupling | TURBINE BLDG | no data | no data | END USER ISOLATION | no data | INA | PD-560 |  | OPEN | CLOSED | AIR | 0.75" | 6551.0 | 6089 | V
Unit 2 | PRINTING | FIRE SIDE/ECA | 01-VINA116 | Purge Air to ECA CMP "A" Inlet | ECA COMPRESSOR AREA | no data | no data | AIR SUPPLY OVERPRESSURE PROTECTION | no data | INA | PD-552 |  | OPEN | CLOSED | AIR | 0.75" | 1687.0 | 5970 | V
Unit 2 | PRINTING | FIRE SIDE/ECA | 01-VINA177 | Purge Air to ECA CMP B (01QFF11-806) | Unit 2 ECA COMPRESSOR AREA NORTHSIDE | no data | no data | AIR SUPPLY OVERPRESSURE PROTECTION | no data | INA | PD-552 |  | OPEN | CLOSED | AIR | 0.75" | 1748.0 | 6031 | V
Unit 2 | PRINTING | FIRE SIDE/ECA | 01-VINA277 | Purge Air to ECA System | ECA COOLER AREA | no data | no data | AIR SUPPLY OVERPRESSURE PROTECTION | no data | INA | PD-552 |  | OPEN | CLOSED | AIR | 1" | no data | 6122 | V
Unit 2 | PRINTING | FIRE SIDE/ECA/ECA COMPRESSOR A | 01MBH06AN107-M01 | ECA COMPRESSOR "A" ENCLOSURE FAN (A) | TCP | no data | no data | no data | 480 V MOLDED CASE BREAKER | no data | no data |  | CLOSED | OPEN | no data | no data | 6004.0 | 3049 | Electr
Unit 2 | PRINTING | FIRE SIDE/ECA/ECA COMPRESSOR A | 01MBH06AN108-M01 | ECA COMPRESSOR "A" ENCLOSURE FAN (B) | TCP | no data | no data | no data | 480 V MOLDED CASE BREAKER | no data | no data |  | CLOSED | OPEN | no data | no data | 6005.0 | 3051 | Electr
Unit 2 | PRINTING | FIRE SIDE/ECA/ECA COMPRESSOR A | 01MBH06AP401-M01 | ECA COMPRESSOR A AUX OIL | TCP | no data | no data | no data | 480 V MOLDED CASE BREAKER | no data | no data |  | CLOSED | OPEN | no data | no data | 4937.0 | 3057 | Electr
Unit 2 | PRINTING | FIRE SIDE/ECA/ECA COMPRESSOR A | 01MBH06AN107-M01 | ECA COMPRESSOR A ENCLOSURE | TCP | no data | no data | no data | 480 V MOLDED CASE BREAKER | no data | no data |  | CLOSED | OPEN | no data | no data | 5020.0 | 3050 | Electr
Unit 2 | PRINTING | FIRE SIDE/ECA/ECA COMPRESSOR A | 01MBH06AN108-M01 | ECA COMPRESSOR A ENCLOSURE | TCP | no data | no data | no data | 480 V MOLDED CASE BREAKER | no data | no data |  | CLOSED | OPEN | no data | no data | 5022.0 | 3052 | Electr
Unit 2 | PRINTING | FIRE SIDE/ECA/ECA COMPRESSOR A | 01MBH06GP101 | ECA COMPRESSOR A ENCLOSURE LIGHTING | TCP | no data | no data | no data | no data | no data | no data |  | CLOSED | OPEN | no data | no data | 5129.0 | 3059 | Mitsu
Unit 2 | PRINTING | FIRE SIDE/ECA/ECA COMPRESSOR A | 01MBH06AH101 | ECA COMPRESSOR A OIL HEATER | TCP | no data | no data | no data | 480 V MOLDED CASE BREAKER | no data | no data |  | CLOSED | OPEN | no data | no data | 5033.0 | 3039 | Mitsu
Unit 2 | PRINTING | FIRE SIDE/ECA/ECA COMPRESSOR A | 01MBH06AN104-M01 | ECA COMPRESSOR A VAPOR | TCP | no data | no data | no data | 480 V MOLDED CASE BREAKER | no data | no data |  | CLOSED | OPEN | no data | no data | 4939.0 | 3044 | Electr
Unit 2 | PRINTING | FIRE SIDE/ECA/ECA COMPRESSOR A | 01MBH06AN103-M01 | ECA COMPRESSOR A VAPOR EXTRACTOR (A) | TCP | no data | no data | no data | 480 V MOLDED CASE BREAKER | no data | no data |  | CLOSED | OPEN | no data | no data | 5027.0 | 3043 | Electr
Unit 2 | PRINTING | FIRE SIDE/ECA/ECA COMPRESSOR A | 01MBH06AN104-M01 | ECA COMPRESSOR A VAPOR extractor (B) | TCP | no data | no data | no data | 480 V MOLDED CASE BREAKER | no data | no data |  | CLOSED | OPEN | no data | no data | 6002.0 | 3045 | Electr
Unit 2 | PRINTING | FIRE SIDE/ECA/ECA COMPRESSOR B | 01MBH06AN109-M01 | ECA COMPRESSOR "B" ENCLOSURE (A) | TCP | no data | no data | no data | 480 V MOLDED CASE BREAKER | no data | no data |  | CLOSED | OPEN | no data | no data | 6006.0 | 3053 | Electr
Unit 2 | PRINTING | FIRE SIDE/ECA/ECA COMPRESSOR B | 01MBH06AN110-M01 | ECA COMPRESSOR "B" ENCLOSURE (B) | TCP | no data | no data | no data | 480 V MOLDED CASE BREAKER | no data | no data |  | CLOSED | OPEN | no data | no data | 6007.0 | 3055 | Electr
Unit 2 | PRINTING | FIRE SIDE/ECA/ECA COMPRESSOR B | 01MBH06AP402-M01 | ECA COMPRESSOR B AUX OIL | TCP | no data | no data | no data | 480 V MOLDED CASE BREAKER | no data | no data |  | CLOSED | OPEN | no data | no data | 4938.0 | 3058 | Electr
Unit 2 | PRINTING | FIRE SIDE/ECA/ECA COMPRESSOR B | 01MBH06AN109-M01 | ECA COMPRESSOR B ENCLOSURE | TCP | no data | no data | no data | 480 V MOLDED CASE BREAKER | no data | no data |  | CLOSED | OPEN | no data | no data | 5023.0 | 3054 | Electr
Unit 2 | PRINTING | FIRE SIDE/ECA/ECA COMPRESSOR B | 01MBH06AN110-M01 | ECA COMPRESSOR B ENCLOSURE | TCP | no data | no data | no data | 480 V MOLDED CASE BREAKER | no data | no data |  | CLOSED | OPEN | no data | no data | 5021.0 | 3056 | Electr
Unit 2 | PRINTING | FIRE SIDE/ECA/ECA COMPRESSOR B | 01MBH06GP102 | ECA COMPRESSOR B ENCLOSURE LIGHTING | TCP | no data | no data | no data | no data | no data | no data |  | CLOSED | OPEN | no data | no data | 5128.0 | 3060 | Mitsu
Unit 2 | PRINTING | FIRE SIDE/ECA/ECA COMPRESSOR B | 01MBH06AH102 | ECA COMPRESSOR B OIL HEATER | TCP | no data | no data | no data | 480 V MOLDED CASE BREAKER | no data | no data |  | CLOSED | OPEN | no data | no data | 5034.0 | 3040 | Mitsu
Unit 2 | PRINTING | FIRE SIDE/ECA/ECA COMPRESSOR B | 01MBH06AN106-M01 | ECA COMPRESSOR B VAPOR | TCP | no data | no data | no data | 480 V MOLDED CASE BREAKER | no data | no data |  | CLOSED | OPEN | no data | no data | 4940.0 | 3047 | Electr
Unit 2 | PRINTING | FIRE SIDE/ECA/ECA COMPRESSOR B | 01MBH06AN105-M01 | ECA COMPRESSOR B VAPOR EXTRACTOR (A) | TCP | no data | no data | no data | 480 V MOLDED CASE BREAKER | no data | no data |  | CLOSED | OPEN | no data | no data | 5026.0 | 3046 | Electr
Unit 2 | PRINTING | FIRE SIDE/ECA/ECA COMPRESSOR B | 01MBH06AN106-M01 | ECA COMPRESSOR B VAPOR extractor (B) | TCP | no data | no data | no data | 480 V MOLDED CASE BREAKER | no data | no data |  | CLOSED | OPEN | no data | no data | 6003.0 | 3048 | Electr
U2 | PRINTING | FIRE SIDE/FGS/DB | 01-V-BUR800 | DB MAIN ISO | HRSG SW | U2 DUCT BURNERS | U2 DUCT BURNER | no data | no data | FGS/DB | 2080_80405 (S1) | B10287-005-01(S1) | OPEN | CLOSED | no data | no data | no data | 4590 | V
U2 | PRINTING | FIRE SIDE/FGS/DB | 01-V-BUR890 | INA TO DB SKID | HRSG SW | DB | U2 DUCT BURNER | no data | no data | VINA/FGS/DB | 2080_80405 (S1) | B10287-005-01(S1) | OPEN | CLOSED | AIR | no data | no data | 4610 | V
EXCLUDE | PRINTING | FIRE SIDE/FGS/DB | 01-BUR-MLB-01A | U2 HRSG DUCT BURNER COOLING SKID BLOWER 1 | HRSG-1 ENCLOSURE MCC 111 CUBICLE 5FH | no data | no data | no data | 480 V MOLDED CASE BREAKER | FGS/DB | no data |  | CLOSED | OPEN | no data | no data | 3945.0 | 2445 | Electr
EXCLUDE | PRINTING | FIRE SIDE/FGS/DB | 01-BUR-MLB-01A | U2 HRSG DUCT BURNER COOLING SKID BLOWER 1 | HRSG-1 ENCLOSURE MCC 111 CUBICLE 5FH | no data | no data | no data | 480 V MOLDED CASE BREAKER | FGS/DB | no data |  | CLOSED | OPEN | no data | no data | 5698.0 | 2446 | Electr
EXCLUDE | PRINTING | FIRE SIDE/FGS/DB | 01-BUR-MLB-01B | U2 HRSG DUCT BURNER COOLING SKID BLOWER 2 | HRSG-1 ENCLOSURE MCC 211 CUBICLE 9FM | no data | no data | no data | 480 V MOLDED CASE BREAKER | FGS/DB | no data |  | CLOSED | OPEN | no data | no data | 3987.0 | 2447 | Electr
EXCLUDE | PRINTING | FIRE SIDE/FGS/DB | 01-BUR-MLB-01B | U2 HRSG DUCT BURNER COOLING SKID BLOWER 2 | HRSG-1 ENCLOSURE MCC 211 CUBICLE 9FM | no data | no data | no data | 480 V MOLDED CASE BREAKER | FGS/DB | no data |  | CLOSED | OPEN | no data | no data | 5699.0 | 2448 | Electr
U2 | PRINTING | FIRE SIDE/FGS/GT1 | 01-VFGS177 | GT DOWNSTREAM PURGE CREDIT VALVE NITROGEN PURGE/VENT | DUCT BURNER SKID | no data | U2 GT HEADER | VENT | no data | FGS | PD-657A |  | CLOSED | OPEN | Natural Gas | 2" | 1610.0 | 5359 | V
U2 | PRINTING | FIRE SIDE/FGS/GT1 | 01-VFGS178 | GT DOWNSTREAM PURGE CREDIT VALVE NITROGEN PURGE/VENT | DUCT BURNER SKID | no data | U2 GT HEADER | VENT | no data | FGS | PD-657A |  | CLOSED | OPEN | Natural Gas | 2" | 1611.0 | 5360 | V
U2 | PRINTING | FIRE SIDE/FGS/GT1 | 01MBP02AA701 | GT FGS SOV | GT ENCLOSURE UPPER WEST | [7 empty] | OPEN | CLOSED |  |  |  | 3121
U2 | PRINTING | FIRE SIDE/FGS/GT1 | 01MBP02AA702 | GT FGS SOV VENT | GT ENCLOSURE UPPER WEST | [7 empty] | CLOSED | OPEN |  |  |  | 3122
U2 | PRINTING | FIRE SIDE/FGS/GT1/FGPH | 01MBP01AA701 | GT/FGPH FUEL GAS SOV | FUEL GAS PERFORMANCE HEATER | no data | no data | no data | Valve | no data | no data |  | OPEN | CLOSED | no data | no data | 5620.0 | 3087 | Mitsu
U2 | PRINTING | FIRE SIDE/FGS/GT1/FGPH | 01-VFGS123 | U2 FGPH AUTOMATIC VENT BYPASS | PIPE RACK 1ST LEVEL | no data | U2 GT HEADER | EMERGENCY VENT VALVE BYPASS | no data | FGS | PD-656A |  | CLOSED | CLOSED | Natural Gas | 3" | 1596.0 | 5345 | V
U2 | PRINTING | FIRE SIDE/FGS/GT1/FGPH | 01-VFGS122 | U2 GAS FLOW METER BYPASS | FUEL GAS PERFORMANCE HEATER | no data | U2 GT HEADER | FLOW METER BYPASS | no data | FGS | PD-655A |  | CLOSED | CLOSED | Natural Gas | 10" | 1595.0 | 5344 | V
U2 | PRINTING | FIRE SIDE/FGS/GT1/FGPH | 01-VFGS113 | U2 GAS FLOW METER INLET | FUEL GAS PERFORMANCE HEATER | no data | U2 GT HEADER | FLOW METER INLET | no data | FGS | PD-655A |  | OPEN | CLOSED | Natural Gas | 10" | 1591.0 | 5340 | V
U2 | PRINTING | FIRE SIDE/FGS/GT1/FGPH | 01-VFGS124 | U2 GAS FLOW METER OUTLET | FUEL GAS PERFORMANCE HEATER | no data | U2 GT HEADER | TO GT EMERGENCY SHUT OFF VALVE | no data | FGS | PD-655A |  | OPEN | CLOSED | Natural Gas | 10" | 5839.0 | 5346 | V
Unit 2 | PRINTING | FIRE SIDE/FIRE PROTECTION | 01SGJ02AA202 | CO2 TO SLIP RING HOUSING ISO | West sie of U2 turnbine building | no data | no data | no data | no data | no data | no data |  | OPEN | CLOSED | no data | no data | 5677.0 | 3838 | Mitsu
Unit 2 | PRINTING | FIRE SIDE/FIRE PROTECTION/CO2 | 01SGJ02AA001 | CO2 ACTUATION LINE ISO | West sie of U2 turnbine building | no data | no data | no data | no data | no data | no data |  | OPEN | CLOSED | no data | no data | 5675.0 | 3836 | Mitsu
Unit 2 | PRINTING | FIRE SIDE/FIRE PROTECTION/CO2 | 01SGJ02BB101 | CO2 TANK CONTROL PANEL | TCP | no data | no data | no data | 480 V MOLDED CASE BREAKER | no data | no data |  | CLOSED | OPEN | no data | no data | 4943.0 | 3840 | Mitsu
Unit 2 | PRINTING | FIRE SIDE/FIRE PROTECTION/CO2 | 01SGJ02AH001 | CO2 TANK HEATER | TCP | no data | no data | no data | 480 V MOLDED CASE BREAKER | no data | no data |  | CLOSED | OPEN | no data | no data | 4944.0 | 3839 | Mitsu
Unit 2 | PRINTING | FIRE SIDE/FIRE PROTECTION/CO2 | 01SGJ02AA103 | CO2 TO GAS TURBINE ENCLOSRUE ISO | West sie of U2 turnbine building | no data | no data | no data | no data | no data | no data |  | OPEN | CLOSED | no data | no data | 5676.0 | 3837 | Mitsu
Unit 2 | PRINTING | FIRE SIDE/GENERATOR | 01MKC01GT10101 | EXCITATION TRANSFORMER (UTILITY CIRCUIT) | TCP | no data | no data | no data | no data | no data | no data |  | CLOSED | OPEN | no data | no data | 5104.0 | 3214 | Mitsu
Unit 2 | PRINTING | FIRE SIDE/GENERATOR | 01MKC01GU201ExcitationCubicle | U2 Excitation Field Breaker (FCB) | U2 Excitation Building | no data | no data | no data | Breaker | no data | no data |  | Racked in | racked out | no data | no data | 6553.0 | 3217 | Mitsu
U2 | HUNG | FIRE SIDE/GENERATOR/GCB | 89G-1/Q9 | DISCONNECT DOWNSTREAM OF GCB U2 | GCB landing | no data | no data | no data | DISCONNECT | no data | no data |  | CLOSED | OPEN | no data | no data | 5838.0 | 11159 | no data
U2 | PRINTING | FIRE SIDE/GENERATOR/GCB/SFC | QE10 | Battery#1 feed to SFC | SFC BUILDING | no data | no data | no data | no data | no data | no data |  | CLOSED | Off | no data | no data | 5943.0 | 11815 | Mitsu
U2 | PRINTING | FIRE SIDE/GENERATOR/GCB/SFC | QE20 | Battery#2 feed to SFC | SFC BUILDING | no data | no data | no data | no data | no data | no data |  | CLOSED | Off | no data | no data | 5944.0 | 11816 | Mitsu
U2 | PRINTING | FIRE SIDE/GENERATOR/GCB/SFC | QF01 | Control Power to SFC | no data | no data | no data | no data | no data | no data | no data |  | CLOSED | OPEN | no data | no data | 5945.0 | 11817 | Mitsu
U2 | HUNG | FIRE SIDE/GENERATOR/GCB/SFC | 89SS-1/Q91 | SFC TO U2 GENERATOR DISCONNECT | GCB landing | no data | no data | no data | no data | no data | no data |  | CLOSED | OPEN | no data | no data | 5674.0 | 11165 | no data
Unit 2 | PRINTING | FIRE SIDE/GENERATOR/GCB/SFC | 01-LCI-XFR-01 | U2 SFC TRANSFORMER | MVB SWITCHGEAR 11, CUBICLE 04B | no data | no data | no data | 6.9 KV RACK-OUT BREAKER | no data | no data |  | CLOSED | OPEN | no data | no data | 3902.0 | 2645 | Electr
EXCLUDE | PRINTING | FIRE SIDE/GENERATOR/GCB/SFC | 01MKE01GP101 | Unit 2 GT SFC PKG AUX PWR SPLY 480 VAC | MVB, 01-LVB-SWB-171, BR 37 | no data | no data | no data | 480 V CIRCUIT BREACKER | no data | no data |  | CLOSED | OPEN | no data | no data | 5230.0 | 3218 | Mitsu
EXCLUDE | PRINTING | FIRE SIDE/GENERATOR/GCB/SFC | 01MKE01GU201/00 | Unit 2 SFC CUBICLE (REDUNDANT CTRL PWR-1) | MVB, DC DISTRIBUTION PANEL 02-LVE-PPL-01, F10.11 | no data | no data | no data | no data | no data | no data |  | CLOSED | OPEN | no data | no data | 5319.0 | 3220 | Mitsu
EXCLUDE | PRINTING | FIRE SIDE/GENERATOR/GCB/SFC | 01MKE01GU201/01 | Unit 2 SFC CUBICLE (REDUNDANT CTRL PWR-2) | MVB, DC DISTRIBUTION PANEL 01-LVE-PPL-01, F10.15 | no data | no data | no data | no data | no data | no data |  | CLOSED | OPEN | no data | no data | 5294.0 | 3221 | Mitsu
EXCLUDE | PRINTING | FIRE SIDE/GENERATOR/GCB/SFC | 01MKE01GT101 | Unit 2 SFC XFMR S.HTR 120 VAC MAIN | 01-LVD-PPL-21133 BR 9 TURBINE DECK SW | no data | no data | no data | 208/120VAC CIRCUIT BREAKER | no data | no data |  | CLOSED | OPEN | no data | no data | 4202.0 | 3219 | Mitsu
Unit 2 | PRINTING | FIRE SIDE/GT | 01MBM01GU001 | GT IGNITION EXCITER | TCP | no data | no data | no data | 480 V MOLDED CASE BREAKER | no data | no data |  | CLOSED | OPEN | no data | no data | 5036.0 | 3085 | Mitsu
Unit 2 | PRINTING | FIRE SIDE/GT | 01MBA11AN101-M01 | GT PACKAGE VENTILATION FAN A | TCP | no data | no data | no data | 480 V MOLDED CASE BREAKER | no data | no data |  | CLOSED | OPEN | no data | no data | 4929.0 | 2889 | Electr
Unit 2 | PRINTING | FIRE SIDE/GT | 01MBA11AN102-M01 | GT PACKAGE VENTILATION FAN B | TCP | no data | no data | no data | 480 V MOLDED CASE BREAKER | no data | no data |  | CLOSED | OPEN | no data | no data | 4930.0 | 2890 | Electr
Unit 2 | PRINTING | FIRE SIDE/GT/CASING COOLING | 01QEF13AN101-M01 | GT CASING COOLING AIR FAN | TCP | no data | no data | no data | 480 V MOLDED CASE BREAKER | no data | no data |  | CLOSED | OPEN | no data | no data | 4936.0 | 3755 | Electr
Unit 2 | PRINTING | FIRE SIDE/GT/ECA/ECA COMPRESSOR A | 01-MBH06AN101 | ECA COMPRESSOR A | MVB SWITCHGEAR 11, CUBICLE 05A | no data | no data | no data | FUES | no data | no data |  | CLOSED | OPEN | no data | no data | 5616.0 | 3041 | Electr
Unit 2 | PRINTING | FIRE SIDE/GT/ECA/ECA COMPRESSOR B | 01-MBH06AN102 | ECA COMPRESSOR B | MVB SWITCHGEAR 21, CUBICLE 01B | no data | no data | no data | FUES | no data | no data |  | CLOSED | OPEN | no data | no data | 5617.0 | 3042 | Electr
Unit 2 | PRINTING | FIRE SIDE/SCR/AFCU | 01-VAQA813 | AMMONIA DRAIN UPSTREAM OF FCV | HRSG EAST(AFCU SKID) | 01-FCV-AQA-803 | no data | AMMONIA FCV-AQA-803 DOUBLE BLOCK VALVE DRAIN | BALL-MAN | SCR | D0010101 SH2 | 2080_59E45 | CLOSED | OPEN | Ammonia | 1/2 | 5609.0 | 3984 | V
Unit 2 | PRINTING | FIRE SIDE/SCR/AFCU | 01-VAQA818 | AMMONIA SUPPLY TO AFCU MAIN ISO DOWNSTREAM | HRSG EAST(AFCU SKID) | AFCU | no data | AMMONIA INJECTOR ISO | BALL-MAN | SCR | D0010101 SH2 | 2080_59E45 | OPEN | CLOSED | Ammonia | 1/2 | 5608.0 | 3989 | V
Unit 2 | PRINTING | FIRE SIDE/SCR/AFCU | 01-VAQA800 | AMMONIA SUPPLY TO AFCU MAIN ISO UPSTREAM | HRSG EAST(AFCU SKID) | AFCU | no data | AMMONIA LINE ISO | BALL-MAN | SCR | D0010101 SH2 | 2080_59E45 | OPEN | CLOSED | Ammonia | 1/2 | 5607.0 | 3971 | V
EXCLUDE | PRINTING | FIRE SIDE/SCR/AFCU | 01-SCR-MFN-100A | HRSG 2 AMMONIA INJECTION BLOWER A | HRSG-1 ENCLOSURE MCC 111 CUBICLE 3FM | no data | no data | no data | 480 V MOLDED CASE BREAKER | no data | no data |  | CLOSED | OPEN | no data | no data | 5618.0 | 3831 | Electr
EXCLUDE | PRINTING | FIRE SIDE/SCR/AFCU | 01-SCR-MFN-100B | HRSG 2 AMMONIA INJECTION BLOWER B | HRSG-1 ENCLOSURE MCC 211 CUBICLE 4FM | no data | no data | no data | 480 V MOLDED CASE BREAKER | no data | no data |  | CLOSED | OPEN | no data | no data | 5619.0 | 3832 | Electr
EXCLUDE | PRINTING | FIRE SIDE/TCA | 01QFF11AA033 | PURGE AIR TO TCA SYSTEM | U2 CT ENCLOSURE GROUND LVL EAST | no data | no data | no data | Globe valve | MBSHI | LP-01218 |  | OPEN | CLOSED | AC | 1" | 6650.0 | 3758 | Mitsu
Unit 2 | no | FW IP | 01-VBFW409 | IP BFW COLD FILL FROM CONDENSATE BLOCK | Unit 2 PIPERACK DECK 1ST LEVEL | no data | no data | IP BFW FILL FROM CONDENSATE STOP CHECK | no data | BFW | PD-062A |  | OPEN | CLOSED | Water | 2" | 908.0 | 4429 | V
Unit 2 | no | FW IP | 01-VBFW410 | IP BFW COLD FILL FROM CONDENSATE ROOT | Unit 2 PIPERACK DECK 1ST LEVEL | no data | no data | IP BFW FILL FROM CONDENSATE BLOCK | no data | BFW | PD-062A |  | OPEN | CLOSED | Water | 2" | 909.0 | 4430 | V
Unit 2 | no | GENERATOR | 01MKG07AA102 | AIR SUPPLY TO GENERATOR BLOCK | TB BASEMENT | [7 empty] | CLOSED | CLOSED
Unit 2 | no | GENERATOR | 01MKG07AA101 | AIR SUPPLY TO GENERATOR ROOT | TB BASEMENT | [7 empty] | CLOSED | CLOSED
Unit 2 | no | GENERATOR | 01MKC01GU20180 | DC POWER SUPPLY FOR EXCITATION SYSTEM | TCP | no data | no data | no data | no data | no data | no data |  | CLOSED | OPEN | no data | no data | 5183.0 | 3215 | Mitsu
Unit 2 | no | GENERATOR | 01MKC01GU20181 | DC POWER SUPPLY FOR EXCITATION SYSTEM | TCP | no data | no data | no data | no data | no data | no data |  | CLOSED | OPEN | no data | no data | 5184.0 | 3216 | Mitsu
Unit 2 | no | GENERATOR | 01MKG02AA906 | GENERATOR COMMON VENT | TB BASEMENT | [7 empty] | CLOSED | OPEN
Unit 2 | no | GENERATOR | 01MKG02AA905 | GENERATOR VENT FROM BOTTOM | TB BASEMENT | [7 empty] | CLOSED | OPEN
Unit 2 | no | GENERATOR | 01MKG02AA904 | GENERATOR VENT FROM TOP | TB BASEMENT | [7 empty] | CLOSED | OPEN
EXCLUDE | no | GENERATOR | 01MKC01GP101 | Unit 2 GEN EXCIT PKG AUX PWR SPLY 480 VAC | MVB, 01-LVB-SWB-171, BR 26 | no data | no data | no data | 480 V CIRCUIT BREACKER | no data | no data |  | CLOSED | OPEN | no data | no data | 5226.0 | 3212 | Mitsu
Unit 2 | no | GENERATOR/CO2 | 01-PCV-CMG117 | CO2 BACKPRESSURE REGULATOR | U2 STG BLDG | no data | no data | CO2 BACKPRESSURE REGULATOR | no data | CMG | PD-571 |  | OPEN | CLOSED | CARBON DIOXIDE | 2" | 471.0 | 3634 | no data
Unit 2 | no | GENERATOR/CO2 | 01-VCMG102 | CO2 ISO | Unit 2 CO2 EVAPORATOR AREA | no data | no data | INSTRUMENTATION | no data | CMG | PD-571 |  | OPEN | CLOSED | CARBON DIOXIDE | 0.75" | 1252.0 | 4909 | V
Unit 2 | no | GENERATOR/CO2 | 01MKG11AA402 | CO2 TO GEN BLOCK | TB BASEMENT | [7 empty] | CLOSED | CLOSED
Unit 2 | no | GENERATOR/CO2 | 01MKG11AA403 | CO2 TO GEN BLOCK | TB BASEMENT | [7 empty] | CLOSED | CLOSED
Unit 2 | no | GENERATOR/CO2 | 01MKG11AA401 | CO2 TO GEN ROOT | TB BASEMENT | [7 empty] | CLOSED | CLOSED
EXCLUDE | no | GENERATOR/GCB | 01-GEN-CPL-01 | Unit 2 GCB CPL MAIN 480 VAC | MVB, 01-LVB-SWB-171, BR 57 | no data | no data | no data | 480 V CIRCUIT BREACKER | no data | no data |  | CLOSED | OPEN | no data | no data | 5237.0 | 2530 | Electr
EXCLUDE | no | GENERATOR/GCB | 01-GEN-CPL-01 | Unit 2 GCB MAIN 125 VDC | MVB, DC DISTRIBUTION PANEL 01-LVE-PPL-01, F10.17 | no data | no data | no data | no data | no data | no data |  | CLOSED | OPEN | no data | no data | 5295.0 | 2531 | no data
EXCLUDE | no | GENERATOR/GCB | 01-GEN-CPL-01 | Unit 2 GCB TRIP COIL 2 125 VDC | MVB, DC DISTRIBUTION PANEL 02-LVE-PPL-01, F10.19 | no data | no data | no data | no data | no data | no data |  | CLOSED | OPEN | no data | no data | 5322.0 | 2532 | no data
EXCLUDE | no | GENERATOR/GSU | 01-SYD-BKR-01 | U2 Closing/Pri fuse for 01-SYD-BKR-01 | Switch Yard | no data | no data | no data | Breaker | no data | no data |  | CLOSED | OPEN | no data | no data | 5830.0 | 3882 | no data
EXCLUDE | no | GENERATOR/GSU | 01-SYD-BKR-01 | U2 Closing/Pri fuse for 01-SYD-BKR-01 | Switch Yard | no data | no data | no data | Breaker | no data | no data |  | CLOSED | OPEN | no data | no data | 5857.0 | 3883 | no data
EXCLUDE | no | GENERATOR/GSU | 01-SYD-DSW-02 | U2 Switch Yard Disconnect | U2 | no data | no data | no data | disconnect switch | no data | no data |  | CLOSED | OPEN | no data | no data | 5831.0 | 3884 | no data
EXCLUDE | no | GENERATOR/GSU | 01-SYD-DSW-02 | U2 Switch Yard Disconnect | U2 | no data | no data | no data | disconnect switch | no data | no data |  | CLOSED | OPEN | no data | no data | 5858.0 | 3885 | no data
EXCLUDE | no | GENERATOR/GSU | 01-SYD-DSW-02Brker2224 | U2 Switch Yard Disconnect DC breaker | U2 switch yard Bldg- 00-LVE-PPL-01 125VDC Panelboard | no data | no data | no data | DC Breaker | no data | no data |  | CLOSED | OPEN | no data | no data | 5859.0 | 3886 | HT
Unit 2 | no | GENERATOR/HYDROGEN | 01MKG03AA901 | HYDROGEN DRYER #1 VENT | TB BASEMENT | [7 empty] | CLOSED | OPEN
Unit 2 | no | GENERATOR/HYDROGEN | 01MKG03AA902 | HYDROGEN DRYER #2 VENT | TB BASEMENT | [7 empty] | CLOSED | OPEN
Unit 2 | no | GENERATOR/HYDROGEN | 01MKG03AA109 | HYDROGEN DRYER CO2 SUPPLY BLOCK | TB BASEMENT | [7 empty] | CLOSED | CLOSED
Unit 2 | no | GENERATOR/HYDROGEN | 01MKG11AA501 | HYDROGEN DRYER CO2 SUPPLY ROOT | TB BASEMENT | [7 empty] | CLOSED | CLOSED
Unit 2 | no | GENERATOR/HYDROGEN | 01MKG03AA101 | HYDROGEN DRYER INLET | TB BASEMENT | [7 empty] | OPEN | CLOSED
Unit 2 | no | GENERATOR/HYDROGEN | 01MKG03AA105 | HYDROGEN DRYER OUTLET | TB BASEMENT | [7 empty] | OPEN | CLOSED
Unit 2 | no | GENERATOR/HYDROGEN | 01MKG03AT001 | HYDROGEN GAS DRYER | TCP | no data | no data | no data | 480 V MOLDED CASE BREAKER | no data | no data |  | CLOSED | OPEN | no data | no data | 5053.0 | 3222 | Mitsu
Unit 2 | no | GENERATOR/HYDROGEN | 01MKG02AA103 | HYDROGEN SUPPLY DOWNSTREAM REG | TB BASEMENT | [7 empty] | OPEN | CLOSED
Unit 2 | no | GENERATOR/HYDROGEN | 01MKG02AA104 | HYDROGEN SUPPLY REG BYPASS | TB BASEMENT | [7 empty] | CLOSED | CLOSED
Unit 2 | no | GENERATOR/HYDROGEN | 01MKG02AA101 | HYDROGEN SUPPLY UPSTREAM REG | TB BASEMENT | [7 empty] | OPEN | CLOSED
Unit 2 | no | GT/4S | 01MBH01AN101-M01 | GT 4S COOLER FAN MOTOR (A | TCP | no data | no data | no data | 480 V MOLDED CASE BREAKER | no data | no data |  | CLOSED | OPEN | no data | no data | 5007.0 | 2907 | Electr
Unit 2 | no | GT/4S | 01MBH01AN102-M01 | GT 4S COOLER FAN MOTOR (B) | TCP | no data | no data | no data | 480 V MOLDED CASE BREAKER | no data | no data |  | CLOSED | OPEN | no data | no data | 5008.0 | 2908 | Electr
Unit 2 | no | GT/4S | 01MBH01AN103-M01 | GT 4S COOLER FAN MOTOR (C) | TCP | no data | no data | no data | 480 V MOLDED CASE BREAKER | no data | no data |  | CLOSED | OPEN | no data | no data | 5009.0 | 2909 | Electr
Unit 2 | no | GT/CASING COOLING | 01-VCTP117 | COOLING AIR TO FUEL GAS NOZZLE ISOLATION | Unit 2 COOLING AIR N.W. TURBINE BUILDING (LADDER) | no data | no data | COOLING AIR TO FUEL GAS NOZZLE ISOLATION | no data | CTP | PD-336A |  | CLOSED | OPEN | AIR | 6" | 1551.0 | 5268 | V
Unit 2 | no | GT/CASING COOLING | 01-VCTP115 | CT CASEING COOLING AIR FAN DRAIN | TURBINE EXHAUST AREA (LADDER) | no data | no data | DRAIN ISOLATION | no data | CTP | PD-336A |  | CLOSED | OPEN | AIR | 0.75" | 1549.0 | 5266 | V
Unit 2 | no | GT/CASING COOLING | 01-VCTP116 | CT CASEING COOLING AIR FAN DRAIN | TURBINE EXHAUST AREA (LADDER) | no data | no data | DRAIN ISOLATION | no data | CTP | PD-336A |  | CLOSED | OPEN | AIR | 0.75" | 1550.0 | 5267 | V
Unit 2 |  | GT/CASING COOLING | 01QEF13AA701 | GT CASING COOLING AIR SUPPLY AOV | GT ENCLOSURE | [7 empty] | AUTO | CLOSED
Unit 2 |  | GT/CASING COOLING | 01QEF13AA701 | GT CASING COOLING AIR SUPPLY AOV | GT ENCLOSURE | [7 empty] | AUTO | CLOSED
Unit 2 |  | GT/CASING COOLING | 01QEF13AA702 | GT CASING COOLING AIR SUPPLY AOV | GT ENCLOSURE | [7 empty] | AUTO | CLOSED
Unit 2 |  | GT/CASING COOLING | 01QEF13AA702 | GT CASING COOLING AIR SUPPLY AOV | GT ENCLOSURE | [7 empty] | AUTO | CLOSED
Unit 2 | no | GT/CASING COOLING | 01QEF13AA101 | GT CASING COOLING AIR SUPPLY ISO | GT ENCLOSURE | no data | no data | no data | Globe valve | MBSHI | LP-01221 |  | OPEN | CLOSED | AP | 6" | no data | 3753 | Mitsu
Unit 2 | no | GT/COOLING AIR 2C | 01-VCTP113 | Unit 2 2C COOLER DRAIN VALVE ISOLATION | Unit 2 2C COOLER AREA | no data | no data | Unit 2 2C COOLER DRAIN VALVE ISOLATION | no data | CTP | PD-336A |  | CLOSED | OPEN | Air/Water | 4" | 1547.0 | 5264 | V
U2 | no | GT/EVAP COOLER | CB01 | Evap Cooler Pump | U2 Evap Panel | no data | no data | no data | no data | no data | no data |  | CLOSED | OPEN | no data | no data | 6684.0 | 11455 | Mitsu
U2 | no | GT/EVAP COOLER | MBL02AA202 | Evap Pump Discharge | no data | no data | no data | no data | no data | no data | no data |  | OPEN | CLOSED | no data | no data | 6686.0 | 11780 | Mitsu
U2 | no | GT/EVAP COOLER | MBL02AA201 | Evap Pump Suction | no data | no data | no data | no data | no data | no data | no data |  | OPEN | CLOSED | no data | no data | 6685.0 | 11779 | Mitsu
Unit 2 | no | GT/EVAP COOLER | 01MBL30GH001 | GT AIR INTAKE SYSTEM | TCP | no data | no data | no data | 480 V MOLDED CASE BREAKER | no data | no data |  | CLOSED | OPEN | no data | no data | 5040.0 | 3084 | Mitsu
Unit 2 | no | HP STEAM | 01-VHPS109 | HPS header Drip Leg drain | ST lower East | no data | no data | DRIP LEG DRAIN VALVE | no data | HPS | PD-021A |  | CLOSED | OPEN | Steam | 2" | 1624.0 | 5848 | V
Unit 2 | no | HP STEAM | 01-VHPS110 | HPS header Drip Leg drain | ST lower East | no data | no data | DRIP LEG DRAIN VALVE | no data | HPS | PD-021A |  | CLOSED | OPEN | Steam | 2" | 1625.0 | 5849 | V
Unit 2 | no | HP STEAM | 01-VHPS108 | HPS header Drip Leg manual isolation | ST lower East | no data | no data | DRIP LEG DRAIN | no data | HPS | PD-021A |  | OPEN | CLOSED | Steam | 2" | 1623.0 | 5847 | V
Unit 2 | no | HP STEAM | 01-VHPS106 | HPS header vent | ST lower East | no data | no data | PTC ROOT VALVE | no data | HPS | PD-021A |  | CLOSED | OPEN | Steam | 0.75" | 1621.0 | 5845 | V
Unit 2 | no | HP STEAM | 01-VHPS107 | HPS header vent | ST lower East | no data | no data | PTC ROOT VALVE | no data | HPS | PD-021A |  | CLOSED | OPEN | Steam | 0.75" | 1622.0 | 5846 | V
Unit 2 | no | HP STEAM | 01-VHPS112 | HPS header vent BLOCK | Pipe Rack 3rd | STEAM HEADER HP | HRSG/ST | PTC ROOT VALVE | no data | HPS | PD-020A |  | CLOSED | OPEN | Steam | 0.75" | 1627.0 | 5851 | V
Unit 2 | no | HP STEAM | 01-VHPS111 | HPS header vent ROOT | Pipe Rack 3rd | STEAM HEADER HP | HRSG/ST | PIT ROOT VALVE | no data | HPS | PD-020A |  | CLOSED | OPEN | Steam | 0.75" | 1626.0 | 5850 | V
Unit 2 |  | HP STEAM/BFW HP/HP TERMINAL | 01-VBFW531A | HP Term Attemp. HP FW Upsteam ISO EQ | Pipe Rack 2nd Level | [7 empty] | CLOSED | CLOSED
Unit 2 |  | HP STEAM/BFW HP/HP TERMINAL | 01-VBFW531B | HP Term Attemp. HP FW Upsteam ISO EQ | Pipe Rack 2nd Level | [7 empty] | CLOSED | CLOSED
Unit 2 | no | HP STEAM/BFW HP/HP TERMINAL | 01-VBFW531 | HP terminal atemperator iso after CV | Pipe Rack 1st | no data | Attemperator HP | HPS TA SPRAY SUPPLY ISOLATION | no data | BFW | PD-020A |  | OPEN | CLOSED | Water | 3" | 961.0 | 4482 | V
Unit 2 | no | HP STEAM/HP BYPASS | 01-VBFW119 | HP bypass drain before CV | Pipe Rack 3rd | FW IP/STEAM HEADER CRH | Attemperator HP | DRAIN VALVE | no data | BFW | PD-020A |  | CLOSED | OPEN | Water | 0.75" | 653.0 | 4146 | V
Unit 2 | no | HP STEAM/HP BYPASS | 01-TCV-BFW716 | HP BYPASS IP FEEDWATER SPRAY FCV | PIPE RACK 2ND | FW IP/STEAM HEADER CRH | no data | HP BYPASS SPRAY SUPPLY TCV | no data | BFW | PD-020A |  | OPEN | CLOSED | Water | 3" | 539.0 | 3890 | no data
Unit 2 | no | HP STEAM/HP BYPASS | 01-YV-BFW715 | HP BYPASS SPRAY BLOCK AOV | PIPE RACK 2ND | FW IP/STEAM HEADER CRH | no data | HPS BYPASS SPRAY SUPPLY AUTOMATIC BLOCK | no data | BFW | PD-020A |  | OPEN | CLOSED | Water | 3" | 1943.0 | 6571 | no data
Unit 2 |  | HP STEAM/HP BYPASS | 01-VBFW518A | HP bypass SPRAY CV OUTLET EQ | Pipe Rack 3rd Level | [7 empty] | CLOSED | CLOSED
Unit 2 |  | HP STEAM/HP BYPASS | 01-VBFW518B | HP bypass SPRAY CV OUTLET EQ | Pipe Rack 3rd Level | [7 empty] | CLOSED | CLOSED
Unit 2 | no | HP STEAM/HP BYPASS | 01-VBFW513 | HP bypass SPRAY CV OUTLET iso | Pipe Rack 3rd | FW IP/STEAM HEADER CRH | Attemperator HP | HPS BYPASS SPRAY SUPPLY ISOLATION | no data | BFW | PD-020A |  | OPEN | CLOSED | Water | 3" | 955.0 | 4476 | V
Unit 2 | no | HP STEAM/HP BYPASS | 01-VBFW551 | HP bypass SPRAY DOWNSTREAM drain BLOCK | Pipe Rack 3rd | FW IP/STEAM HEADER CRH | Attemperator HP | DRAIN VALVE | no data | BFW | PD-020A |  | CLOSED | OPEN | Water | 0.75" | 967.0 | 4488 | V
Unit 2 | no | HP STEAM/HP BYPASS | 01-VBFW557 | HP bypass SPRAY DOWNSTREAM drain ROOT | Pipe Rack 3rd | FW IP/STEAM HEADER CRH | Attemperator HP | DRAIN VALVE | no data | BFW | PD-020A |  | CLOSED | OPEN | Water | 0.75" | 970.0 | 4491 | V
Unit 2 | no | HP STEAM/HP BYPASS | 01-VBFW387 | HP bypass SPRAY drain before CV | Pipe Rack 3rd | no data | Attemperator HP | DRAIN VALVE | no data | BFW | PD-020A |  | CLOSED | OPEN | Water | 0.75" | 895.0 | 4415 | V
Unit 2 | no | HP STEAM/HP BYPASS | 01-VBFW569 | HP bypass SPRAY vent BLOCK | Pipe Rack 3rd | FW IP/STEAM HEADER CRH | Attemperator HP | VENT VALVE | no data | BFW | PD-020A |  | CLOSED | OPEN | Water | 0.75" | 974.0 | 4495 | V
Unit 2 | no | HP STEAM/HP BYPASS | 01-VBFW567 | HP bypass SPRAY vent ROOT | Pipe Rack 3rd | FW IP/STEAM HEADER CRH | Attemperator HP | VENT VALVE | no data | BFW | PD-020A |  | CLOSED | OPEN | Water | 0.75" | 973.0 | 4494 | V
Unit 2 | no | HP STEAM/HP BYPASS | 01-PCV-HPS100 | HPS BYPASS VALVE | U2 PIPE RACK TOP LEVEL | no data | no data | HPS BYPASS VALVE | no data | HPS | PD-020A |  | OPEN | CLOSED | Steam | 10" | 477.0 | 3645 | no data
Unit 2 | no | HP STEAM/HP BYPASS | 01-VHPS129 | HPS Bypass vent BLOCK | Pipe Rack 3rd | STEAM HEADER HP/CRH | HRSG/ST | PIT ROOT VALVE | no data | HPS | PD-020A |  | CLOSED | OPEN | Steam | 0.75" | 1642.0 | 5866 | V
Unit 2 | no | HP STEAM/HP BYPASS | 01-VHPS128 | HPS Bypass vent ROOT | Pipe Rack 3rd | STEAM HEADER HP/CRH | HRSG/ST | PIT ROOT VALVE | no data | HPS | PD-020A |  | CLOSED | OPEN | Steam | 0.75" | 1641.0 | 5865 | V
Unit 2 | no | HP STEAM/HP BYPASS | 01-VHPS138 | HPS Bypass warmup line vent BLOCK | Pipe Rack 3rd | STEAM HEADER HP | HRSG/ST | VENT VALVE | no data | HPS | PD-020A |  | CLOSED | OPEN | Steam | 0.75" | 1645.0 | 5869 | V
Unit 2 | no | HP STEAM/HP BYPASS | 01-VHPS137 | HPS Bypass warmup line vent ROOT | Pipe Rack 3rd | STEAM HEADER HP | HRSG/ST | VENT VALVE | no data | HPS | PD-020A |  | CLOSED | OPEN | Steam | 0.75" | 1644.0 | 5868 | V
Unit 2 | no | HP STEAM/HP TERMINAL | 01-TCV-BFW706 | HPS FINAL ATTEMP CONTROL VALVE HP FEEDWATER | PIPE RACK | no data | no data | no data | no data | no data | no data |  | OPEN | CLOSED | no data | no data | 538.0 | 3889 | no data
Unit 2 | no | HP STEAM/HP TERMINAL | 01-VBFW374 | HPS FINAL ATTEMP SPRAY HP FEEDWATER CHECK VALVE | Unit 2 PIPE RACK 3RD LEVEL | no data | no data | HPS TA SPRAY SUPPLY CHECK | no data | BFW | PD-020A |  | OPEN | CLOSED | Water | 3" | 883.0 | 4402 | V
Unit 2 | no | HRH | 01-VSTP106 | HRH after seat drain AOV iso | ST lower East | no data | no data | IP STEAM INLET PIPE DRAIN MANUAL ISOLATION | no data | STP | PD-303A |  | CLOSED | OPEN | Steam/Water | 1" | 1837.0 | 6432 | V
Unit 2 | no | HRH | 01-VHRH110 | HRH dripleg before SV/CV AOV iso | ST lower East | no data | no data | DRIP LEG DRAIN | no data | HRH | PD-034A |  | OPEN | CLOSED | Steam | 2" | 1656.0 | 5890 | V
Unit 2 | no | HRH | 01-VHRH120 | HRH dripleg drain | ST lower East | no data | no data | VENT/DRAIN/INSTRUMENTATION ROOT VALVE | no data | HRH | PD-034A |  | CLOSED | OPEN | Steam | 2" | 5660.0 | 5896 | V
Unit 2 | no | HRH | 01-VHRH137 | HRH dripleg drain | ST lower East | no data | no data | VENT/DRAIN/INSTRUMENTATION ROOT VALVE | no data | HRH | PD-034A |  | CLOSED | OPEN | Steam | 2" | 5661.0 | 5902 | V
Unit 2 | no | HRH/HRH BYPASS | 01-VCND224 | HRH BYP spray isolation | ST upper East | no data | Attemperator | HRH BYPASS SPRAY SUPPLY ISOLATION | no data | CND | PD-052A |  | OPEN | CLOSED | Water | 6" | 1366.0 | 5029 | V
Unit 2 | no | HRH/HRH BYPASS | 01-VCND116 | HRH BYPASS spray drain (BEFORE TCV) | ST upper East | no data | Attemperator | DRAIN VALVE | no data | CND | PD-034A |  | CLOSED | OPEN | Water | 0.75" | 1274.0 | 4931 | V
Unit 2 | no | HRH/HRH BYPASS | 01-YV-CND702 | HRH BYPASS SPRAY SUPPLY AOV BLOCK | ST upper East | no data | no data | HRH BYPASS SPRAY SUPPLY AUTOMATIC BLOCK | no data | CND | PD-034A |  | OPEN | CLOSED | Water | 4" | 1950.0 | 6609 | no data
Unit 2 | no | HRH/HRH BYPASS | 01-TCV-CND707 | HRH BYPASS SPRAY TCV | Unit 2 CONDENSATE CORNER | no data | no data | HRH BYPASS SPRAY TCV | no data | CND | PD-034A |  | OPEN | CLOSED | Water | 4" | 545.0 | 3896 | no data
Unit 2 | no | HRH/HRH BYPASS | 01-PCV-HRH100 | HRH BYPASS VALVE | U2 STG BLDG UPPER | no data | no data | BYPASS VALVE | no data | HRH | PD-034A |  | OPEN | CLOSED | Steam | 24" | 478.0 | 3646 | no data
Unit 2 | no | HRH/HRH BYPASS | 01-VHRH116 | HRH Bypass warm up line iso | ST upper East | no data | ST | WARMING LINE ISOLATION | no data | HRH | PD-034A |  | OPEN | CLOSED | Steam | 2" | 1661.0 | 5895 | V
Unit 2 | no | HRH/HRH BYPASS | 01-VHRH115 | HRH Bypass warm up line iso (overhead) | ST lower East | no data | no data | WARMING LINE ISOLATION | no data | HRH | PD-034A |  | OPEN | CLOSED | Steam | 2" | 1660.0 | 5894 | V
Unit 2 | no | HRH/HRH BYPASS | 01-VHRH113 | HRH Bypass warm up line vent | ST upper East | no data | ST | VENT/DRAIN/INSTRUMENTATION ROOT VALVE | no data | HRH | PD-034A |  | CLOSED | OPEN | Steam | 0.75" | 1658.0 | 5892 | V
Unit 2 | no | HRH/HRH BYPASS | 01-VHRH114 | HRH Bypass warm up line vent | ST upper East | no data | ST | VENT/DRAIN/INSTRUMENTATION ROOT VALVE | no data | HRH | PD-034A |  | CLOSED | OPEN | Steam | 0.75" | 1659.0 | 5893 | V
Unit 2 | no | HRH/HRH BYPASS | 01-VHRH105 | HRH Bypass warm up line vent | ST lower East | no data | no data | VENT/DRAIN/INSTRUMENTATION ROOT VALVE | no data | HRH | PD-034A |  | OPEN | CLOSED | Steam | 0.75" | 1651.0 | 5885 | V
Unit 2 | no | HRH/HRH BYPASS | 01-VHRH111 | HRH Bypass warm up line vent | ST lower East | no data | no data | 01-IKS-HRH100F ISO | no data | HRH | PD-034A |  | OPEN | CLOSED | Steam | 0.75" | 1657.0 | 5891 | V
EXCLUDE | PRINTING | HRH/HRH INTERSTAGE | 01-MOV-HRS914 | HRH ATTEMP DRIP LET MOV PWR FEED | 01-LVB-PPL-2112 BR 13/15/17INSIDE HRSG SWG ENCLOSURE | 01-MOV-HRS914 | no data | no data | 480 V CIRCUIT BREACKER | no data | no data |  | CLOSED | OPEN | no data | no data | 4099.0 | 3373 | MOV
EXCLUDE | no | HRH/HRH INTERSTAGE | 01-MOV-HRS912 | HRH ATTEMP SPRAY WATER STOP PWR FEED | 01-LVB-PPL-2112 BR 8/10/12 INSIDE HRSG SWG ENCLOSURE | FW IP/REHEAT/01-MOV-HRS912 | no data | no data | 480 V CIRCUIT BREACKER | no data | no data |  | CLOSED | OPEN | no data | no data | 4098.0 | 3371 | MOV
Unit 2 | no | HRH/HRH INTERSTAGE | 01-MOV-HRS914 | HRH ATTEMPERATOR LOOP DRAIN POT | HRSG LOWER WEST | FW/REHEATER | no data | REHEAT ATTEMPERATOR LOOP DRAIN POT | MOVDIG | no data | 2080_00007‐1 |  | CLOSED | OPEN | Water | 2 1/2" | no data | 3374 | MOV
Unit 2 | no | HRH/HRH INTERSTAGE | 01-YCV-HRS905 | HRH ATTEMPERATOR LOOP DRAIN POT | HRSG LOWER WEST | HRH | no data | REHEAT ATTEMPERATOR LOOP DRAIN POT | POVPOS | no data | 2080_00007‐1 |  | CLOSED | OPEN | Water | 2 1/2" | no data | 6551 | no data
Unit 2 | PRINTING | HRH/HRH INTERSTAGE | 01-MOV-HRS912 | HRH ATTEMPERATOR SPRAY WATER STOP HANDWHEEL | HRSG LOWER SW | FW IP/REHEAT | no data | RHT ATTEMPERATOR SPRAY WATER STOP | MOVDIG | no data | 2080_00004‐4 |  | AUTO | CLOSED | Water | 2 1/2" | no data | 3372 | MOV
Unit 2 | no | HRH/HRH TERMINAL | 01-TCV-BFW736 | HRH FINAL ATTEMP CONTROL VALVE IP FEEDWATER | PIPE RACK 2ND LEVEL SOUTH SIDE | no data | no data | no data | no data | no data | no data |  | OPEN | CLOSED | no data | no data | 540.0 | 3891 | no data
Unit 2 | no | HRH/HRH TERMINAL | 01-YV-BFW735 | HRH FINAL ATTEMP SPRAY IP FEEDWATER BLOCK VALVE | PIPE RACK 2ND LEVEL SOUTH SIDE | no data | no data | HRH SPRAY SUPPLY AUTOMATIC BLOCK | no data | BFW | PD-034A |  | OPEN | CLOSED | Water | 3" | 1944.0 | 6572 | no data
Unit 2 | no | HRH/HRH TERMINAL | 01-VBFW392 | HRH FINAL ATTEMP SPRAY IP FEEDWATER CHECK VALVE | Unit 2 PIPE RACK 3RD LEVEL | no data | no data | HRH TA SPRAY SUPPLY CHECK | no data | BFW | PD-034A |  | OPEN | CLOSED | Water | 3" | 900.0 | 4420 | V
Unit 2 | hung | HRH/HRH TERMINAL | 01-TCV-HRS902 | HRH FINAL ATTEMPERATOR CONTROL VALVE | PIPE RACK 3RD | FW IP/REAHEAT | no data | REHEAT FINAL ATTEMPERATOR CONTROL VALVE | POVCTRL | no data | 2080_00004‐4 |  | AUTO | CLOSED | Water | 2" | no data | 3908 | no data
EXCLUDE | no | HRSG | 01-MOV-HEH901 | HRSG 2 STACK DAMPER MOV MAIN PWR FEED | 01-LVB-PPL-2111 BR 19,21,23 TOP OF HRSG HP DRUM | no data | no data | no data | 480 V CIRCUIT BREACKER | no data | no data |  | CLOSED | OPEN | no data | no data | 4234.0 | 3287 | MOV
Unit 2 | no | HRSG BLOWDOWN | 01-VSWS124 | BD tank sump A pump discharge | HRSG NE | no data | BDT | no data | no data | HBD | no data |  | OPEN | CLOSED | no data | no data | no data | 6535 | V
Unit 2 | no | HRSG BLOWDOWN | 01-VSWS123 | BD tank sump B pump discharge | HRSG NE | no data | BDT | no data | no data | HBD | no data |  | OPEN | CLOSED | no data | no data | no data | 6534 | V
Unit 2 | no | HRSG BLOWDOWN | 01-VSWS112 | BD tank sump pump discharge vent | HRSG NE | no data | BDT | no data | no data | HBD | no data |  | CLOSED | OPEN | no data | no data | no data | 6531 | V
Unit 2 | no | HRSG BLOWDOWN | 01-VSWS100 | BD tank sump pump flush water | HRSG NE | no data | BDT | BEARING FLUSH ISOLATION | no data | SWS | PD-090A |  | OPEN | CLOSED | Water | 1" | 1922.0 | 6520 | V
Unit 2 | no | HRSG BLOWDOWN | 01-VHBD901 | BDT LOW POINT DRAIN | BD TANK | BD TANK | no data | BDT LOW POINT DRAIN | NA | HBD | 2080_00007‐1 |  | CLOSED | OPEN | Water | 2" | no data | 5386 | V
Unit 2 | no | HRSG BLOWDOWN | 01-TCV-HBD901 | BDT QUENCH WATER CONTROL VALVE | BD TANK | no data | no data | BDT COOLING WATER CONTROL VALVE | POVCTRL | HBD | 2080_00007‐1 |  | AUTO | CLOSED | Water | 4" | no data | 3900 | no data
Unit 2 | no | HRSG BLOWDOWN | 01-VHBD909 | BDT Quenching CV BYPASS | BD TANK | no data | no data | BLOWDOWN QUENCH WATER BYPASS | NA | HBD | 2080_00007‐1 |  | CLOSED | CLOSED | Water/Steam | 2" | no data | 5394 | V
Unit 2 | no | HRSG BLOWDOWN | 01-VHBD905 | BDT Quenching CV DOWNSTREAM ISO | BD TANK | 01-TCV-HBD901 | no data | BLOW DOWN TANK CV ISOLATION | NA | HBD | 2080_00007‐1 |  | OPEN | CLOSED | Water | 6" | no data | 5390 | V
Unit 2 | no | HRSG BLOWDOWN | 01-VHBD904 | BDT Quenching CV UPSTREAM ISO | BD TANK | 01-TCV-HBD901 | no data | BLOW DOWN TANK CV ISOLATION | NA | HBD | 2080_00007‐1 |  | OPEN | CLOSED | Water | 6" | no data | 5389 | V
Unit 2 | no | HRSG BLOWDOWN | 01-VHBD908 | BDT Quenching line drain BLOCK | BD TANK | 01-TCV-HBD901 | no data | BLOWDOWN QUENCH WATER DRAIN | NA | HBD | 2080_00007‐1 |  | CLOSED | OPEN | Water/Steam | 2" | no data | 5393 | V
Unit 2 | no | HRSG BLOWDOWN | 01-VHBD907 | BDT Quenching line drain root | BD TANK | 01-TCV-HBD901 | no data | BLOWDOWN QUENCH WATER DRAIN | NA | HBD | 2080_00007‐1 |  | CLOSED | OPEN | Water/Steam | 2" | no data | 5392 | V
Unit 2 | no | HRSG BLOWDOWN | 01-TV-SWS717 | HRSG SUMP QUENCH WATER | Unit 2 EAST OF STACK | no data | no data | BLOWDOWN QUENCH CONTROL VALVE | no data | SWS | PD-090A |  | OPEN | CLOSED | Water | 2" | 551.0 | 3924 | no data
Unit 2 | no | HRSG BLOWDOWN | 01-VSWS108 | SW to BDT quenching drain | HRSG NE | no data | BDT | DRAIN | no data | SWS | PD-090A |  | CLOSED | OPEN | Water | 0.75" | 1929.0 | 6527 | V
Unit 2 | no | HRSG BLOWDOWN | 01-VSWS111 | SW to BDT quenching iso | HRSG NE | no data | BDT | Unit 2 HRSG BLOWDOWN TANK/SUMP QUENCH ISOLATION | no data | SWS | PD-090A |  | OPEN | CLOSED | Water | 6" | 1932.0 | 6530 | V
Unit 2 | no | HRSG BLOWDOWN | 01-VSWS110 | SW to HRSG sump pit quenching drain | HRSG NE | no data | BDT | DRAIN | no data | SWS | PD-090A |  | CLOSED | OPEN | Water | 0.75" | 1931.0 | 6529 | V
Unit 2 | no | HRSG BLOWDOWN | 01-VSWS109 | SW to HRSG sump pit quenching iso | HRSG NE | no data | BDT | Unit 2 HRSG BLOWDOWN SUMP QUENCH ISOLATION | no data | SWS | PD-090A |  | OPEN | CLOSED | Water | 3" | 1930.0 | 6528 | V
EXCLUDE | no | HRSG BLOWDOWN | 01-BDN-CPL-01 | Unit 2 BD TANK DRAIN SUMP PUMP A/B CONTROL PANEL | HRSG-1 ENCLOSURE MCC 211 CUBICLE 13FF(R) | no data | no data | no data | 480 V MOLDED CASE BREAKER | no data | no data |  | CLOSED | OPEN | no data | no data | 3994.0 | 2399 | Electr
EXCLUDE | no | HRSG BLOWDOWN/HP | 01-MOV-HBD941 | HRSG 2 HP BD MANIFOLD DRN MOV MAIN PWR FEED | 01-LVB-PPL-1114 BR 20/22/24OUTSIDE HRSG SWG ENCLOSURE | no data | no data | no data | 480 V CIRCUIT BREACKER | HBD | no data |  | CLOSED | OPEN | no data | 2" | 4044.0 | 3284 | MOV
EXCLUDE | no | HRSG BLOWDOWN/IP | 01-MOV-HBD942 | HRSG 2 IP BD MANIFOLD DRAIN MAIN PWR FEED | 01-LVB-PPL-1114 BR 25/27/29OUTSIDE HRSG SWG ENCLOSURE | no data | no data | no data | 480 V CIRCUIT BREACKER | HBD | no data |  | CLOSED | OPEN | no data | 2" | 4045.0 | 3285 | MOV
Unit 2 | no | HRSG BLOWDOWN/IP | 01-VHIS909 | IP IBD DRAIN BLOCK | BLOWDOWN PIT | BLOWDOWN |  |  | DRAIN | BDN | 2080_00007‐1 |  | CLOSED | OPEN | WATER |  | no data | 5611 | V
Unit 2 | no | HRSG BLOWDOWN/IP | 01-VHIS908 | IP IBD DRAIN ROOT | BLOWDOWN PIT | BLOWDOWN |  |  | DRAIN | BDN | 2080_00007‐1 |  | CLOSED | OPEN | WATER |  | no data | 5610 | V
EXCLUDE | no | HRSG BLOWDOWN/LP | 01-MOV-HBD943 | HRSG 2 LP BD MANIFOLD DRN MAIN PWR FEED | 01-LVB-PPL-1114 BR 26/28/30OUTSIDE HRSG SWG ENCLOSURE | no data | no data | no data | 480 V CIRCUIT BREACKER | HBD | no data |  | CLOSED | OPEN | no data | 2" | 4046.0 | 3286 | MOV
Unit 2 | no | HRSG BLOWDOWN/SWT | 01-VBDN613 | HRSGs sump discharge to SW tank | HRSG NE | no data | BDT | no data | no data | HBD | no data |  | OPEN | CLOSED | no data | no data | no data | 4111 | V
Unit 2 | no | HRSG BLOWDOWN/SWT | 01-VBDN614 | HRSGs sump discharge to SW tank vent/drain | HRSG NE | no data | BDT | no data | no data | HBD | no data |  | CLOSED | OPEN | no data | no data | no data | 4112 | V
Unit 2 | no | HRSG BLOWDOWN/SWT | 01-VBDN615 | HRSGs sump discharge to SW tank vent/drain | HRSG NE | no data | BDT | no data | no data | HBD | no data |  | CLOSED | OPEN | no data | no data | no data | 4113 | V
Unit 2 | no | HRSG BLOWDOWN/WW | 01-VBDN687 | HRSGs sump discharge to WW sump | HRSG NE | no data | BDT | no data | no data | HBD | no data |  | OPEN | CLOSED | no data | no data | no data | 4114 | V
Unit 2 | no | HRSG BLOWDOWN/WW | 01-VBDN688 | HRSGs sump discharge to WW sump vent/drain | HRSG NE | no data | BDT | no data | no data | HBD | no data |  | CLOSED | OPEN | no data | no data | no data | 4115 | V
Unit 2 | no | HRSG BLOWDOWN/WW | 01-VBDN689 | HRSGs sump discharge to WW sump vent/drain | HRSG NE | no data | BDT | no data | no data | HBD | no data |  | CLOSED | OPEN | no data | no data | no data | 4116 | V
Unit 2 | PRINTING | HRSG/BFW HP/CND | 01-VHHS928 | HP COLD FILL BLOCK | PIPE RACK 1ST | HRSG/FW HP/CND | no data | HP BOILER FILL ISOLATION | NA | no data | 2080_00005‐1 |  | OPEN | CLOSED | Water | 2" | no data | 5511 | V
Unit 2 | PRINTING | HRSG/BFW HP/CND | 01-VHHS926 | HP COLD FILL ROOT | PIPE RACK 1ST | HRSG/FW HP/CND | no data | HP BOILER FILL ISOLATION | NA | no data | 2080_00005‐1 |  | OPEN | CLOSED | Water | 2" | no data | 5509 | V
Unit 2 | no | HRSG/HP/AUX STEAM | 01-VHHS995 | HP SPARGING drain after MOV BLOCK | HRSG LOWER WEST | HRSG/SPARGING HP | Sparging | HP SPARGING STEAM DRAIN | NA | HHS | 2080_00005‐2 |  | CLOSED | OPEN | Water/Steam | 2" | no data | 5576 | V
Unit 2 | no | HRSG/HP/AUX STEAM | 01-VHHS994 | HP SPARGING drain after MOV ROOT | HRSG LOWER WEST | HRSG/SPARGING HP | Sparging | HP SPARGING STEAM DRAIN | NA | HHS | 2080_00005‐2 |  | CLOSED | OPEN | Water/Steam | 2" | no data | 5575 | V
Unit 2 | yes | HRSG/HP/AUX STEAM | 01-FCV-HHS931 | HP SPARGING STEAM CONTROL VALVE | HRSG LOWER WEST | HRSG/SPARGING HP | no data | HP SPARGING STEAM CONTROL VALVE | POVCTRL | no data | 2080_00005‐2 |  | AUTO | CLOSED | Steam | 3" | no data | 2522 | no data
Unit 2 | PRINTING | HRSG/HP/AUX STEAM | 01-MOV-HHS904 | HP SPARGING STEAM EQUALIZATION | HRSG LOWER WEST | HRSG/SPARGING HP/AUX HEADER | no data | HP SPARGING STEAM | MOVDIG | no data | 2080_00005‐2 |  | CLOSED | CLOSED | Steam | 4" | no data | 3289 | MOV
Unit 2 | PRINTING | HRSG/HP/AUX STEAM | 01-MOV-HHS904 | HP SPARGING STEAM MOV HANDWHEEL | HRSG LOWER WEST | HRSG/SPARGING HP/AUX HEADER | no data | no data | MOV handwheel | no data | 2080_00005‐2 |  | CLOSED | CLOSED | no data | no data | 5845.0 | 3290 | MOV
EXCLUDE | PRINTING | HRSG/HP/AUX STEAM | 01-MOV-HHS904 | HP SPARGING STEAM MOV MAIN FEED | 01-LVB-PPL-11121 BR20/22/24OUTSIDE HRSG SWG ENCLOSURE | HRSG/SPARGING HP/AUX HEADER01/MOV-HHS904 | no data | no data | 480 V CIRCUIT BREACKER | no data | no data |  | CLOSED | OPEN | no data | no data | 4093.0 | 3288 | MOV
Unit 2 | no | HRSG/HP/AUX STEAM | 01-VHHS997 | HP SPARGING STRNR drain after PCV BLOCK | HRSG LOWER WEST | HRSG/SPARGING HP | Sparging | HP SPARGING STEAM STRAINER DRAIN | NA | HHS | 2080_00005‐2 |  | CLOSED | OPEN | Water/Steam | 2" | no data | 5578 | V
Unit 2 | no | HRSG/HP/AUX STEAM | 01-VHHS996 | HP SPARGING STRNR drain after PCV ROOT | HRSG LOWER WEST | HRSG/SPARGING HP | Sparging | HP SPARGING STEAM STRAINER DRAIN | NA | HHS | 2080_00005‐2 |  | CLOSED | OPEN | Water/Steam | 2" | no data | 5577 | V
Unit 2 | hung | HRSG/HP/BFW HP/HP INTERSTAGE | 01-TCV-HHS801 | HP INTERSTAGE ATEMPERATOR CONTROL VALVE | HRSG WEST LANDING | HRSG/FW HP/STEAM HEADER HP | no data | HP INTERSTAGE ATTEMPERATOR CONTROL VALVE | POVCTRL | no data | 2080_00005‐3 |  | AUTO | CLOSED | Water | 2" | no data | 3901 | no data
Unit 2 | hung | HRSG/HP/BFW HP/HP INTERSTAGE | 01-VHHS844 | HP INTERSTAGE ATTEMP DOWNSTREAM iso | HRSG WEST LANDING | HRSG/FW HP/STEAM HEADER HP | Attemperator HP | HP INTERSTAGE ATTEMPERATOR SPRAY WATER ISOLATION | NA | no data | 2080_00005‐3 |  | OPEN | CLOSED | Water | 2 1/2" | no data | 5452 | V
Unit 2 | hung | HRSG/HP/BFW HP/HP INTERSTAGE | 01-VHHS864 | HP INTERSTAGE ATTEMP drain BLOCK | HRSG WEST LANDING | HRSG/FW HP/STEAM HEADER HP | Attemperator HP | HP INTERSTAGE ATTEMPERATOR COOLING WATER DRAIN | NA | no data | 2080_00005‐3 |  | CLOSED | OPEN | Water | 2" | no data | 5471 | V
Unit 2 | hung | HRSG/HP/BFW HP/HP INTERSTAGE | 01-VHHS863 | HP INTERSTAGE ATTEMP drain ROOT | HRSG WEST LANDING | HRSG/FW HP/STEAM HEADER HP | Attemperator HP | HP INTERSTAGE ATTEMPERATOR COOLING WATER DRAIN | no data | no data | 2080_00005‐3 |  | CLOSED | OPEN | no data | 2" | no data | 5470 | V
Unit 2 | Hung | HRSG/HP/BFW HP/HP INTERSTAGE | 01-MOV-HHS908 | HP INTERSTAGE ATTEMP SPRAY WATER MOV HANDWHEEL | HRSG WEST LANDING | HRSG/SH HP | no data | HP ATTEMPERATOR SPRAY WATER STOP | MOVDIG | no data | 2080_00005‐3 |  | AUTO | CLOSED | Water | 2" | no data | 3300 | MOV
EXCLUDE | PRINTING | HRSG/HP/BFW HP/HP INTERSTAGE | 01-MOV-HHS908 | HP INTERSTAGE ATTEMP SPRAY WATER MOV PWR | 01-LVB-PPL-1112 BR38/40/42OUTSIDE HRSG SWG ENCLOSURE | HRSG/SH HP/01-MOV-HHS908 | no data | no data | 480 V CIRCUIT BREACKER | no data | no data |  | CLOSED | OPEN | no data | no data | 4018.0 | 3299 | MOV
Unit 2 | hung | HRSG/HP/FW/TCA | 01-VHHS948 | TCA FW RETURN to HP ECON EQ | UNDER LP DRUM WEST | HRSG/ECON HP/TCA | TCA | HP TCA RETURN TO HP ECONOMIZER CHECK | NA | BFW HP | 2080_00005‐1 |  | CLOSED | CLOSED | Water | 6" | no data | 5532 | V
Unit 2 | hung | HRSG/HP/FW/TCA | 01-VHHS948 | TCA FW RETURN to HP ECON ISO | UNDER LP DRUM WEST | HRSG/ECON HP/TCA | TCA | HP TCA RETURN TO HP ECONOMIZER ISOLATION | NA | BFW HP | 2080_00005‐1 |  | OPEN | CLOSED | Water | 6" | no data | 5531 | V
Unit 2 | yes | HRSG/HP/HP DRUM | 01-MOV-HHS943 | HP CBD MOV HANDWHEEL | HRSG UPPER EAST | HRSG/DRUM HP/DRUM IP | no data | HP CASCADING BLOW DOWN ISOLATION | MOVDIG | no data | 2080_00005‐2 |  | AUTO | CLOSED | Water | 2 1/2" | no data | 3317 | MOV
EXCLUDE | PRINTING | HRSG/HP/HP DRUM | 01-MOV-HHS943 | HP CBD MOV MAIN FEED | 01-LVB-PPL-11121 BR14/16/18OUTSIDE HRSG SWG ENCLOSURE | HRSG/STEAM HEADER LP | no data | no data | 480 V CIRCUIT BREACKER | no data | no data |  | CLOSED | OPEN | no data | no data | 4086.0 | 3316 | MOV
Unit 2 | PRINTING | HRSG/HP/HP DRUM | 01-VHHS901 | HP drum High flow LCV INLET EQUALIZING | HRSG LOWER WEST | HRSG/ECON HP/01-LCV-HHS901/01-MOV-HHS901 | no data | HP FEEDWATER CONTROL VALVE ISOLATION | NA | BFW HP | 2080_00005‐1 |  | OPEN | CLOSED | Water | 12" | no data | 5481 | V
Unit 2 | PRINTING | HRSG/HP/HP DRUM | 01-VHHS901 | HP drum High flow LCV INLET iso | HRSG LOWER WEST | HRSG/ECON HP/01-LCV-HHS901/01-MOV-HHS901 | no data | HP FEEDWATER CONTROL VALVE ISOLATION | NA | BFW HP | 2080_00005‐1 |  | OPEN | CLOSED | Water | 12" | no data | 5482 | V
Unit 2 | no | HRSG/HP/HP DRUM | 01-VHHS | HP drum High flow LCV iso bypass | HRSG LOWER WEST | no data | HRSG/ HP Drum | no data | no data | BFW HP | 2080_00005‐1 |  | CLOSED | CLOSED | no data | no data | no data | 5409 | V
Unit 2 | PRINTING | HRSG/HP/HP DRUM | 01-VHHS902 | HP drum High flow LCV outlet EQUALIZING | HRSG LOWER WEST | HRSG/ECON HP/01-LCV-HHS901/01-MOV-HHS901 | no data | HP FEEDWATER CONTROL VALVE ISOLATION | NA | BFW HP | 2080_00005‐1 |  | OPEN | CLOSED | Water | 12" | no data | 5483 | V
Unit 2 | PRINTING | HRSG/HP/HP DRUM | 01-VHHS902 | HP drum High flow LCV outlet iso | HRSG LOWER WEST | HRSG/ECON HP/01-LCV-HHS901/01-MOV-HHS901 | no data | HP FEEDWATER CONTROL VALVE ISOLATION | NA | BFW HP | 2080_00005‐1 |  | OPEN | CLOSED | Water | 12" | no data | 5484 | V
Unit 2 | PRINTING | HRSG/HP/HP DRUM | 01-VHHS907 | HP drum LCV bypass | HRSG LOWER WEST | HRSG/ECON HP | HRSG/ST | HP DRUM LCV BYPASS | NA | BFW HP | 2080_00005‐1 |  | CLOSED | CLOSED | Water | 2" | no data | 5491 | V
Unit 2 | hung | HRSG/HP/HP DRUM | 01-VHHS912 | HP drum LCV FW drain before MOV | HRSG LOWER WEST | HRSG/ECON HP/01-MOV-HHS901 | no data | HP FEEDWATER INLET DRAIN | NA | BFW HP | 2080_00005‐1 |  | CLOSED | OPEN | Water | 2" | no data | 5495 | V
Unit 2 | no | HRSG/HP/HP DRUM | 01-VHHS913 | HP drum LCV FW drain before MOV | HRSG LOWER WEST | HRSG/ECON HP/01-MOV-HHS901 | no data | HP FEEDWATER INLET DRAIN | NA | BFW HP | 2080_00005‐1 |  | CLOSED | OPEN | Water | 2" | no data | 5496 | V
Unit 2 | no | HRSG/HP/HP DRUM | 01-VHHS857 | HP drum LCV High flow drain BLOCK | HRSG LOWER WEST | HRSG/ECON HP/01-LCV-HHS901/01-MOV-HHS901 | no data | HP FEEDWATER INLET DRAIN | NA | BFW HP | 2080_00005‐1 |  | CLOSED | OPEN | Water | 2" | no data | 5465 | V
Unit 2 | no | HRSG/HP/HP DRUM | 01-VHHS856 | HP drum LCV High flow drain ROOT | HRSG LOWER WEST | HRSG/ECON HP/01-LCV-HHS901/01-MOV-HHS901 | no data | HP FEEDWATER INLET DRAIN | NA | BFW HP | 2080_00005‐1 |  | CLOSED | OPEN | Water | 2" | no data | 5464 | V
Unit 2 | no | HRSG/HP/HP DRUM | 01-VHHS859 | HP drum LCV Low flow drain BLOCK | HRSG LOWER WEST | HRSG/ECON HP/01-LCV-HHS902/01-MOV-HHS901 | no data | HP FEEDWATER INLET DRAIN | NA | BFW HP | 2080_00005‐1 |  | CLOSED | OPEN | Water | 2" | no data | 5467 | V
Unit 2 | no | HRSG/HP/HP DRUM | 01-VHHS858 | HP drum LCV Low flow drain ROOT | HRSG LOWER WEST | HRSG/ECON HP/01-LCV-HHS902/01-MOV-HHS901 | no data | HP FEEDWATER INLET DRAIN | NA | BFW HP | 2080_00005‐1 |  | CLOSED | OPEN | Water | 2" | no data | 5466 | V
Unit 2 | yes | HRSG/HP/HP DRUM | 01-LCV-HHS921 | HP DRUM LEVEL CONTROL VALVE 1 (25%‐100%) | HRSG LOWER WEST | HRSG/ECON HP | no data | HP DRUM LEVEL CONTROL VALVE 1 (25%‐100%) | POVCTRL | no data | 2080_00005‐1 |  | AUTO | CLOSED | Water | 8" | no data | 2647 | Mitsu
Unit 2 | yes | HRSG/HP/HP DRUM | 01-LCV-HHS932 | HP DRUM LEVEL CONTROL VALVE 2 (0‐30%) | HRSG LOWER WEST | HRSG/ECON HP | no data | HP DRUM LEVEL CONTROL VALVE 2 (0‐30%) | POVCTRL | no data | 2080_00005‐1 |  | AUTO | CLOSED | Water | 4" | no data | 2648 | Mitsu
Unit 2 | PRINTING | HRSG/HP/HP DRUM | 01-VHHS903 | HP drum Low flow LCV INLET EQUALIZING | HRSG LOWER WEST | HRSG/ECON HP/01-LCV-HHS902/01-MOV-HHS901 | no data | HP FEEDWATER CONTROL VALVE ISOLATION | NA | BFW HP | 2080_00005‐1 |  | OPEN | CLOSED | Water | 6" | no data | 5485 | V
Unit 2 | PRINTING | HRSG/HP/HP DRUM | 01-VHHS903 | HP drum Low flow LCV INLET iso | HRSG LOWER WEST | HRSG/ECON HP/01-LCV-HHS902/01-MOV-HHS901 | no data | HP FEEDWATER CONTROL VALVE ISOLATION | NA | BFW HP | 2080_00005‐1 |  | OPEN | CLOSED | Water | 6" | no data | 5486 | V
Unit 2 | PRINTING | HRSG/HP/HP DRUM | 01-VHHS904 | HP drum Low flow LCV OUTLET EQUALIZING | HRSG LOWER WEST | HRSG/ECON HP/01-LCV-HHS902/01-MOV-HHS901 | Sparging | HP FEEDWATER CONTROL VALVE ISOLATION | NA | no data | 2080_00005‐1 |  | CLOSED | CLOSED | Water | 6" | no data | 5487 | V
Unit 2 | PRINTING | HRSG/HP/HP DRUM | 01-VHHS904 | HP drum Low flow LCV OUTLET iso | HRSG LOWER WEST | HRSG/ECON HP/01-LCV-HHS902/01-MOV-HHS901 | Sparging | HP FEEDWATER CONTROL VALVE ISOLATION | NA | no data | 2080_00005‐1 |  | CLOSED | CLOSED | Water | 6" | no data | 5488 | V
Unit 2 | no | HRSG/HP/HP DRUM | 01-VHHS959 | HP DRUM Nitrogen Fill iso | HP DRUM LANDING | HRSG/DRUM HP/NITROGEN | HRSG/ HP Drum | HP DRUM NITROGEN SUPPLY ISOLATION | NA | HHS | 2080_00005‐2 |  | CLOSED | CLOSED | Water/Steam | 2" | no data | 5542 | V
Unit 2 | no | HRSG/HP/HP DRUM | 01-VHHS958 | HP DRUM NITROGEN SUPPLY NRV | HP DRUM LANDING | HRSG/DRUM HP/NITROGEN | HRSG/ HP Drum | HP DRUM NITROGEN SUPPLY NRV | NA | no data | 2080_00005‐2 |  | CLOSED | CLOSED | Water/Steam | 2" | no data | 5541 | V
Unit 2 | no | HRSG/HP/HP DRUM | 01-VHHS988 | HP DRUM Phosphate injection iso | HRSG UPPER WEST | HRSG/CHEMICAL FEED | HRSG/ HP Drum | HP DRUM INLET CHEMICAL INJECTION ISOLATION | NA | HHS | 2080_00005‐2 |  | OPEN | CLOSED | Water | 1" | no data | 5570 | V
Unit 2 | hung | HRSG/HP/HP DRUM | 01-VHHS802 | HP drum vent BLOCK | HP DRUM LANDING | HRSG/DRUM HP | HRSG/ HP Drum | HP SATURATED STEAM VENT | NA | HHS | 2080_00005‐2 |  | CLOSED | OPEN | Water/Steam | 1" | no data | 5411 | V
Unit 2 | hung | HRSG/HP/HP DRUM | 01-VHHS801 | HP drum vent ROOT | HP DRUM LANDING | HRSG/DRUM HP | HRSG/ HP Drum | HP SATURATED STEAM VENT | NA | HHS | 2080_00005‐2 |  | CLOSED | OPEN | Water/Steam | 1" | no data | 5410 | V
Unit 2 | hung | HRSG/HP/HP DRUM | 01-YCV-HHS901 | HP IBD CONTROL VALVE | UNDER HRSG MID | HRSG/DRUM HP/BLOWDOWN | no data | HP IBD CONTROL VALVE | POVCTRL | no data | 2080_00007‐1 |  | AUTO | CLOSED | Water | 2" | no data | 6542 | no data
Unit 2 | no | HRSG/HP/HP DRUM | 01-VHHS960 | HP IBD CV BYPASS | BD TANK LANDING | HRSG/DRUM HP/BLOWDOWN | no data | HP EVAPORATOR DRAIN | NA | no data | 2080_00007‐1 |  | CLOSED | CLOSED | Water | 2" | no data | 5543 | V
Unit 2 | hung | HRSG/HP/HP DRUM | 01-VHHS862 | HP IBD LOW POINT DRAIN BLOCK | BLOWDOWN PIT | HRSG/DRUM HP/BLOWDOWN | no data | HP IBD LOW POINT DRAIN | NA | no data | 2080_00007‐1 |  | CLOSED | OPEN | Water | 2" | no data | 5469 | V
Unit 2 | hung | HRSG/HP/HP DRUM | 01-VHHS861 | HP IBD LOW POINT DRAIN ROOT | BLOWDOWN PIT | HRSG/DRUM HP/BLOWDOWN | no data | HP IBD LOW POINT DRAIN | NA | no data | 2080_00007‐1 |  | CLOSED | OPEN | Water | 2" | no data | 5468 | V
Unit 2 | PRINTING | HRSG/HP/HP DRUM | 01-MOV-HHS912 | HP IBD MOV HANDWHEEL | UNDER HRSG MID | HRSG/DRUM HP/BLOWDOWN | no data | HP IBD STOP | MOVDIG | no data | 2080_00007‐1 |  | AUTO | CLOSED | Water | 2 1/2" | no data | 3308 | MOV
EXCLUDE | PRINTING | HRSG/HP/HP DRUM | 01-MOV-HHS909 | HP IBD MOV MAIN PWR FEED | 01-LVB-PPL-1114 BR 31/33/35OUTSIDE HRSG SWG ENCLOSURE | HRSG/DRUM HP/BLOWDOWN/01-MOV-HHS909 | no data | no data | 480 V CIRCUIT BREACKER | no data | no data |  | CLOSED | OPEN | no data | no data | 4047.0 | 3301 | MOV
EXCLUDE | hung | HRSG/HP/HP DRUM | 01-MOV-HHS912 | HP IBD MOV MAIN PWR FEED | 01-LVB-PPL-1114 BR 37/39/41OUTSIDE HRSG SWG ENCLOSURE | HRSG/DRUM HP/BLOWDOWN/01-MOV-HHS912 | no data | no data | 480 V CIRCUIT BREACKER | no data | no data |  | CLOSED | OPEN | no data | no data | 4048.0 | 3307 | MOV
Unit 2 | hung | HRSG/HP/HP DRUM | 01-MOV-HHS909 | HP IBD STOP | UNDER HRSG MID | HRSG/DRUM HP/BLOWDOWN | no data | HP IBD STOP | MOVDIG | no data | 2080_00007‐1 |  | CLOSED | OPEN | Water | 2 1/2" | no data | 3302 | MOV
Unit 2 | Hung | HRSG/HP/HP ECON | 01-VHHS900 | HP ECON 1,2 DRAIN BLOCK | HRSG LOWER WEST | HRSG/ECON HP | no data | HP ECONOMIZER DRAIN | NA | BFW HP | 2080_00005‐1 |  | CLOSED | OPEN | Water | 2" | no data | 5480 | V
Unit 2 | Hung | HRSG/HP/HP ECON | 01-VHHS906 | HP ECON 3,4,5 DRAIN BLOCK | HRSG LOWER EAST | HRSG/ECON HP | HRSG/ST | HP ECONOMIZER DRAIN | NA | BFW HP | 2080_00005‐1 |  | CLOSED | OPEN | Water | 2" | no data | 5490 | V
Unit 2 | Hung | HRSG/HP/HP ECON | 01-VHHS938 | HP ECON 6,7,8 DRAIN BLOCK | HRSG LOWER EAST | HRSG/ECON HP | no data | HP ECONOMIZER DRAIN | NA | BFW HP | 2080_00005‐1 |  | CLOSED | OPEN | Water | 2" | no data | 5521 | V
Unit 2 | Hung | HRSG/HP/HP ECON | 01-VHHS905 | HP ECON 9,10 DRAIN BLOCK | HRSG LOWER EAST | HRSG/ECON HP | no data | HP ECONOMIZER DRAIN | NA | BFW HP | 2080_00005‐1 |  | CLOSED | OPEN | Water | 2" | no data | 5489 | V
Unit 2 | yes | HRSG/HP/HP ECON | 01-MOV-HHS942 | HP ECON MOV VENT HANDWHEEL | HRSG UPPER WEST | HRSG/ECON HP | no data | HP ECONOMIZER VENT | MOVDIG | no data | 2080_00005‐1 |  | AUTO | CLOSED | Water | 2" | no data | 3315 | MOV
Unit 2 | Hung | HRSG/HP/HP ECON | 01-VHHS961 | HP ECON1 drain root | HRSG LOWER WEST | HRSG/ECON HP | no data | HP ECONOMIZER DRAIN | NA | BFW HP | 2080_00005‐1 |  | CLOSED | OPEN | Water | 2" | no data | 5544 | V
Unit 2 | Hung | HRSG/HP/HP ECON | 01-VHHS939 | HP ECON1 VENT root | HRSG UPPER WEST | HRSG/ECON HP | HRSG/ HP Drum | HP ECONOMIZER VENT | NA | BFW HP | 2080_00005‐1 |  | CLOSED | OPEN | Water | 2" | no data | 5522 | V
Unit 2 | Hung | HRSG/HP/HP ECON | 01-VHHS937 | HP ECON10 drain root | HRSG LOWER EAST | HRSG/ECON HP | no data | HP ECONOMIZER DRAIN | NA | BFW HP | 2080_00005‐1 |  | CLOSED | OPEN | Water | 2" | no data | 5520 | V
Unit 2 | Hung | HRSG/HP/HP ECON | 01-VHHS929 | HP ECON2 drain root | HRSG LOWER EAST | HRSG/ECON HP | no data | HP ECONOMIZER DRAIN | NA | BFW HP | 2080_00005‐1 |  | CLOSED | OPEN | Water | 2" | no data | 5512 | V
Unit 2 | Hung | HRSG/HP/HP ECON | 01-VHHS940 | HP ECON2 VENT root | HRSG UPPER WEST | HRSG/ECON HP | HRSG/ HP Drum | HP ECONOMIZER VENT | NA | BFW HP | 2080_00005‐1 |  | CLOSED | OPEN | Water | 2" | no data | 5523 | V
Unit 2 | Hung | HRSG/HP/HP ECON | 01-VHHS930 | HP ECON3 drain root | HRSG LOWER EAST | HRSG/ECON HP | no data | HP ECONOMIZER DRAIN | NA | BFW HP | 2080_00005‐1 |  | CLOSED | OPEN | Water | 2" | no data | 5513 | V
Unit 2 | Hung | HRSG/HP/HP ECON | 01-VHHS941 | HP ECON3 VENT root | HRSG UPPER WEST | HRSG/ECON HP | HRSG/ HP Drum | HP ECONOMIZER VENT | NA | BFW HP | 2080_00005‐1 |  | CLOSED | OPEN | Water | 2" | no data | 5524 | V
Unit 2 | Hung | HRSG/HP/HP ECON | 01-VHHS931 | HP ECON4 drain root | HRSG LOWER EAST | HRSG/ECON HP | no data | HP ECONOMIZER DRAIN | NA | BFW HP | 2080_00005‐1 |  | CLOSED | OPEN | Water | 2" | no data | 5514 | V
Unit 2 | Hung | HRSG/HP/HP ECON | 01-VHHS942 | HP ECON4 VENT root | HRSG UPPER WEST | HRSG/ECON HP | HRSG/ HP Drum | HP ECONOMIZER VENT | NA | BFW HP | 2080_00005‐1 |  | CLOSED | OPEN | Water | 2" | no data | 5525 | V
Unit 2 | Hung | HRSG/HP/HP ECON | 01-VHHS932 | HP ECON5 drain root | HRSG LOWER EAST | HRSG/ECON HP | no data | HP ECONOMIZER DRAIN | NA | BFW HP | 2080_00005‐1 |  | CLOSED | OPEN | Water | 2" | no data | 5515 | V
Unit 2 | Hung | HRSG/HP/HP ECON | 01-VHHS943 | HP ECON5 VENT root | HRSG UPPER WEST | HRSG/ECON HP | HRSG/ HP Drum | HP ECONOMIZER VENT | NA | BFW HP | 2080_00005‐1 |  | CLOSED | OPEN | Water | 2" | no data | 5526 | V
Unit 2 | Hung | HRSG/HP/HP ECON | 01-VHHS933 | HP ECON6 drain root | HRSG LOWER EAST | HRSG/ECON HP | no data | HP ECONOMIZER DRAIN | NA | BFW HP | 2080_00005‐1 |  | CLOSED | OPEN | Water | 2" | no data | 5516 | V
Unit 2 | Hung | HRSG/HP/HP ECON | 01-VHHS944 | HP ECON6 VENT root | HRSG UPPER WEST | HRSG/ECON HP | HRSG/ HP Drum | HP ECONOMIZER VENT | NA | BFW HP | 2080_00005‐1 |  | CLOSED | OPEN | Water | 2" | no data | 5527 | V
Unit 2 | Hung | HRSG/HP/HP ECON | 01-VHHS934 | HP ECON7 drain root | HRSG LOWER EAST | HRSG/ECON HP | no data | HP ECONOMIZER DRAIN | NA | BFW HP | 2080_00005‐1 |  | CLOSED | OPEN | Water | 2" | no data | 5517 | V
Unit 2 | Hung | HRSG/HP/HP ECON | 01-VHHS945 | HP ECON7 VENT root | HRSG UPPER WEST | HRSG/ECON HP | HRSG/ HP Drum | HP ECONOMIZER VENT | NA | BFW HP | 2080_00005‐1 |  | CLOSED | OPEN | Water | 2" | no data | 5528 | V
Unit 2 | Hung | HRSG/HP/HP ECON | 01-VHHS935 | HP ECON8 drain root | HRSG LOWER EAST | HRSG/ECON HP | no data | HP ECONOMIZER DRAIN | NA | BFW HP | 2080_00005‐1 |  | CLOSED | OPEN | Water | 2" | no data | 5518 | V
Unit 2 | Hung | HRSG/HP/HP ECON | 01-VHHS946 | HP ECON8 VENT root | HRSG UPPER WEST | HRSG/ECON HP | HRSG/ HP Drum | HP ECONOMIZER VENT | NA | BFW HP | 2080_00005‐1 |  | CLOSED | OPEN | Water | 2" | no data | 5529 | V
Unit 2 | Hung | HRSG/HP/HP ECON | 01-VHHS936 | HP ECON9 drain root | HRSG LOWER EAST | HRSG/ECON HP | no data | HP ECONOMIZER DRAIN | NA | BFW HP | 2080_00005‐1 |  | CLOSED | OPEN | Water | 2" | no data | 5519 | V
Unit 2 | Hung | HRSG/HP/HP ECON | 01-VHHS947 | HP ECON9 VENT root | HRSG UPPER WEST | HRSG/ECON HP | HRSG/ HP Drum | HP ECONOMIZER VENT | NA | BFW HP | 2080_00005‐1 |  | OPEN | CLOSED | Water | 2" | no data | 5530 | V
Unit 2 |  | HRSG/HP/HP ECON | 01-MOV-HHS941A | HP Economizer FW Inlet MOV EQ | HRSG West Ground Level | [7 empty] | CLOSED | CLOSED
Unit 2 |  | HRSG/HP/HP ECON | 01-MOV-HHS941B | HP Economizer FW Inlet MOV EQ | HRSG West Ground Level | [7 empty] | CLOSED | CLOSED
Unit 2 | yes | HRSG/HP/HP ECON | 01-MOV-HHS941 | HP Economizer FW Inlet MOV HANDWHEEL | HRSG LOWER WEST | HRSG/ECON HP/FW HP | no data | HP FEEDWATER STOP | MOVDIG | no data | 2080_00005‐1 |  | AUTO | CLOSED | Water | 12" | no data | 3313 | MOV
EXCLUDE | no | HRSG/HP/HP ECON | 01-MOV-HHS941 | HP Economizer FW Inlet MOV PWR | 01-LVB-PPL-1114 BR 14/16/18OUTSIDE HRSG SWG ENCLOSURE | no data | no data | no data | 480 V CIRCUIT BREACKER | no data | no data |  | CLOSED | OPEN | no data | no data | 4042.0 | 3311 | MOV
EXCLUDE | no | HRSG/HP/HP ECON | 01-MOV-HHS942 | HRSG 2 HP ECON VENT MAIN PWR FEED | 01-LVB-PPL-11121 BR8/10/12OUTSIDE HRSG SWG ENCLOSURE | no data | no data | no data | 480 V CIRCUIT BREACKER | no data | no data |  | CLOSED | OPEN | no data | no data | 4084.0 | 3314 | MOV
Unit 2 | no | HRSG/HP/HP STEAM | 01-VHHS819 | HP SH outlet DRAIN to atmoshpere (before MOV) BLOCK | UNDER HP DRUM EAST | HRSG/SH HP | HRSG | HP SUPERHEATER OUTLET DRAIN | NA | HHS | 2080_00005‐3 |  | CLOSED | OPEN | Water/Steam | 2" | no data | 5427 | V
Unit 2 | no | HRSG/HP/HP STEAM | 01-VHHS818 | HP SH outlet DRAIN to atmoshpere (before MOV) ROOT | UNDER HP DRUM EAST | HRSG/SH HP | HRSG | HP SUPERHEATER OUTLET DRAIN | NA | HHS | 2080_00005‐3 |  | CLOSED | OPEN | Water/Steam | 2" | no data | 5426 | V
Unit 2 | PRINTING | HRSG/HP/HP STEAM | 01-MOV-HHS910 | HP SH STG1 DRAIN POT DR MOV HANDWHEEL | HRSG LOWER WEST | HRSG/SH HP | no data | HP SH #1 DRAIN POT STOP | MOVDIG | no data | 2080_00007‐1 |  | AUTO | OPEN | Water | 2" | no data | 3304 | MOV
EXCLUDE | PRINTING | HRSG/HP/HP STEAM | 01-MOV-HHS910 | HP SH STG1 DRAIN POT DR MOV PWR FEED | 01-LVB-PPL-1114 BR 13/15/17OUTSIDE HRSG SWG ENCLOSURE | HRSG/SH HP/01-MOV-HHS910 | no data | no data | 480 V CIRCUIT BREACKER | no data | no data |  | CLOSED | OPEN | no data | no data | 4041.0 | 3303 | MOV
Unit 2 | no | HRSG/HP/HP STEAM | 01-YCV-HHS902 | HP SH STG1 DRIPLEG (TO BD TNK) | HRSG LOWER EAST | HRSG/SH HP/BLOWDOWN | no data | HP SH #1 DRAIN POT | POVPOS | no data | 2080_00007‐1 |  | OPEN | OPEN | Water | 2" | no data | 6543 | no data
Unit 2 | no | HRSG/HP/HP STEAM | 01-VHHS868 | HP SH STG1 DRIPLEG DRAIN (TO ATM) BLOCK | HRSG LOWER EAST | HRSG/SH HP | no data | HP SUPERHEATER 1 INLET DRAIN POT CLEANOUT DRAIN | NA | HHS | 2080_00005‐3 |  | CLOSED | OPEN | Water/Steam | 1" | no data | 5475 | V
Unit 2 | no | HRSG/HP/HP STEAM | 01-VHHS867 | HP SH STG1 DRIPLEG DRAIN (TO ATM) ROOT | HRSG LOWER EAST | HRSG/SH HP | no data | HP SUPERHEATER 1 INLET DRAIN POT CLEANOUT DRAIN | NA | HHS | 2080_00005‐3 |  | CLOSED | OPEN | Water/Steam | 1" | no data | 5474 | V
Unit 2 | no | HRSG/HP/HP STEAM | 01-VHHS812 | HP SH STG1 vent to atmoshpere BLOCK | HRSG UPPER EAST | HRSG/SH HP | no data | HP SUPERHEATER 1 TO 2 CROSSOVER VENT | NA | HHS | 2080_00005‐3 |  | CLOSED | OPEN | Steam | 2" | no data | 5421 | V
Unit 2 | no | HRSG/HP/HP STEAM | 01-VHHS811 | HP SH STG1 vent to atmoshpere ROOT | HRSG UPPER EAST | HRSG/SH HP | no data | HP SUPERHEATER 1 TO 2 CROSSOVER VENT | NA | HHS | 2080_00005‐3 |  | CLOSED | OPEN | Steam | 2" | no data | 5420 | V
Unit 2 | no | HRSG/HP/HP STEAM | 01-YCV-HHS903 | HP SH STG2 DRAIN POT | HRSG LOWER EAST | HRSG/SH HP/BLOWDOWN | no data | HP ATTEMPERATOR LOOP DRAIN POT | POVPOS | no data | 2080_00007‐1 |  | CLOSED | OPEN | Water | 2" | no data | 6544 | no data
Unit 2 | PRINTING | HRSG/HP/HP STEAM | 01-MOV-HHS911 | HP SH STG2 DRAIN POT DR MOV HANDWHEEL | HRSG LOWER WEST | HRSG/SH HP | no data | HP ATTEMPERATOR DRAIN POT STOP | MOVDIG | no data | 2080_00007‐1 |  | CLOSED | OPEN | Water | 2" | no data | 3305 | MOV
EXCLUDE | PRINTING | HRSG/HP/HP STEAM | 01-MOV-HHS911 | HP SH STG2 DRAIN POT DR MOV PWR FEED | 01-LVB-PPL-11121 BR38/40/42OUTSIDE HRSG SWG ENCLOSURE | HRSG/SH HP/01-MOV-HHS911 | no data | no data | 480 V CIRCUIT BREACKER | no data | no data |  | CLOSED | OPEN | no data | no data | 4094.0 | 3306 | MOV
Unit 2 | no | HRSG/HP/HP STEAM | 01-VHHS910 | HP SH STG2 DRIPLEG DRAIN (TO ATM) BLOCK | HRSG LOWER EAST | HRSG/SH HP | no data | HP INTERSTAGE ATTEMPERATOR DRAIN POT CLEANOUT DRAIN | NA | HHS | 2080_00005‐3 |  | CLOSED | OPEN | Water/Steam | 1" | no data | 5493 | V
Unit 2 | no | HRSG/HP/HP STEAM | 01-VHHS909 | HP SH STG2 DRIPLEG DRAIN (TO ATM) ROOT | HRSG LOWER EAST | HRSG/SH HP | no data | HP INTERSTAGE ATTEMPERATOR DRAIN POT CLEANOUT DRAIN | NA | HHS | 2080_00005‐3 |  | CLOSED | OPEN | Water/Steam | 1" | no data | 5492 | V
Unit 2 | hung | HRSG/HP/HP STEAM | 01-MOV-HHS905 | HP SH VENT ROOT MOV HANDWHEEL | HRSG UPPER SOUTH | HRSG/SH HP | no data | HP SUPERHEATER OUTLET VENT | MOVDIG | no data | 2080_00005‐3 |  | AUTO | OPEN | Steam | 2" | no data | 3292 | MOV
Unit 2 | hung | HRSG/HP/HP STEAM | 01-MOV-HHS913 | HP SH VENT ROOT MOV HANDWHEEL | HRSG UPPER SOUTH | HRSG/SH HP | no data | HP SUPERHEATER OUTLET VENT | MOVDIG | no data | 2080_00005‐3 |  | AUTO | OPEN | Steam | 2" | no data | 3310 | MOV
EXCLUDE | PRINTING | HRSG/HP/HP STEAM | 01-MOV-HHS905 | HP SH VENT ROOT MOV MAIN PWR FEED | 01-LVB-PPL-2111 BR 8,10,12 TOP OF HRSG HP DRUM | HRSG/SH HP/01-MOV-HHS905 | no data | no data | 480 V CIRCUIT BREACKER | no data | no data |  | CLOSED | OPEN | no data | no data | 4231.0 | 3291 | MOV
EXCLUDE | PRINTING | HRSG/HP/HP STEAM | 01-MOV-HHS913 | HP SH VENT ROOT MOV MAIN PWR FEED | 01-LVB-PPL-2111 BR 13,15,17 TOP OF HRSG HP DRUM | HRSG/SH HP/01-MOV-HHS913 | no data | no data | 480 V CIRCUIT BREACKER | no data | no data |  | CLOSED | OPEN | no data | no data | 4232.0 | 3309 | MOV
Unit 2 | no | HRSG/HP/HP STEAM | 01-PCV-HHS903 | HP STEAM OUTLET CONTROL VALVE | HRSG UPPER SOUTH | HRSG/STEAM HEADER HP | no data | HP STEAM OUTLET CONTROL VALVE | POVCTRL | no data | 2080_00005‐3 |  | AUTO | CLOSED | Steam | 12" | no data | 3640 | no data
Unit 2 | PRINTING | HRSG/HP/HP STEAM | 01-MOV-HHS906 | HP STEAM OUTLET STOP MOV EQUALIZING | HRSG UPPER SOUTH | HRSG/SH HP/STEAM HEADER HP | no data | no data | Valve | no data | 2080_00005‐3 |  | CLOSED | CLOSED | no data | no data | 5651.0 | 3294 | MOV
Unit 2 | hung | HRSG/HP/HP STEAM | 01-MOV-HHS906 | HP STEAM OUTLET STOP MOV HANDWHEEL | HRSG UPPER SOUTH | HRSG/SH HP/STEAM HEADER HP | no data | no data | Valve | no data | 2080_00005‐3 |  | OPEN | CLOSED | no data | no data | 5648.0 | 3295 | MOV
EXCLUDE | PRINTING | HRSG/HP/HP STEAM | 01-MOV-HHS906 | HP STEAM OUTLET STOP MOV PWR FEED | 01-LVB-PPL-2111 BR 25,27,29 TOP OF HRSG HP DRUM | HRSG/SH HP/STEAM HEADER HP/01-MOV-HHS906 | no data | no data | 480 V CIRCUIT BREACKER | no data | no data |  | CLOSED | OPEN | no data | no data | 4236.0 | 3293 | MOV
Unit 2 | PRINTING | HRSG/HP/HP STEAM | 01-MOV-HHS907 | HP STEAM OUTLET STOP VLV BYP MOV BYPASS | HRSG UPPER SOUTH | HRSG/SH HP/STEAM HEADER HP | no data | no data | Valve | no data | 2080_00005‐3 |  | CLOSED | CLOSED | no data | no data | 5652.0 | 3297 | MOV
EXCLUDE | PRINTING | HRSG/HP/HP STEAM | 01-MOV-HHS907 | HP STEAM OUTLET STOP VLV BYP MOV FEED | 01-LVB-PPL-2111 BR 7,9,11 TOP OF HRSG HP DRUM | HRSG/SH HP/STEAM HEADER HP/01-MOV-HHS907 | no data | no data | 480 V CIRCUIT BREACKER | no data | no data |  | CLOSED | OPEN | no data | no data | 4239.0 | 3296 | MOV
Unit 2 | hung | HRSG/HP/HP STEAM | 01-MOV-HHS907 | HP STEAM OUTLET STOP VLV BYP MOV HANDWHEEL | HRSG UPPER SOUTH | HRSG/SH HP/STEAM HEADER HP | no data | no data | Valve | no data | 2080_00005‐3 |  | CLOSED | CLOSED | no data | no data | 5650.0 | 3298 | MOV
Unit 2 | no | HRSG/HRH | 01-VHRS909 | Nitrogen to CRH | HRSG upper SOUTH | HRSG/REHEAT | HRSG/ST | no data | no data | HRH | 2080_00004‐4 |  | CLOSED | CLOSED | no data | no data | no data | 5942 | V
Unit 2 | no | HRSG/HRH | 01-VHRS808 | Nitrogen to CRH vent BLOCK | HRSG upper SOUTH | HRSG/REHEAT | HRSG/ST | REHEATER INLET VENT | NA | HRH | 2080_00004‐4 |  | CLOSED | OPEN | Steam | 2" | no data | 5910 | V
Unit 2 | no | HRSG/HRH | 01-VHRS807 | Nitrogen to CRH vent ROOT | HRSG upper SOUTH | HRSG/REHEAT | HRSG/ST | REHEATER INLET VENT | NA | HRH | 2080_00004‐4 |  | CLOSED | OPEN | Steam | 2" | no data | 5909 | V
Unit 2 | PRINTING | HRSG/HRH | 01-MOV-HRS904 | REHEAT OUTLET VENT STOP HANDWHEEL | HRSG UPPER SOUTH | 01-MOV-HRS904 | no data | REHEAT OUTLET STARTUP VENT STOP | MOVDIG | no data | 2080_00004‐4 |  | AUTO | CLOSED | Steam | 4" | no data | 3368 | MOV
EXCLUDE | PRINTING | HRSG/HRH | 01-MOV-HRS904 | REHEAT OUTLET VENT STOP MOV BLOCK PWR FEED | 01-LVB-PPL-2111 BR 37,39,41 TOP OF HRSG HP DRUM | 01-MOV-HRS904 | no data | no data | 480 V CIRCUIT BREACKER | no data | no data |  | CLOSED | OPEN | no data | no data | 4238.0 | 3367 | MOV
Unit 2 | PRINTING | HRSG/HRH | 01-MOV-HRS911 | REHEAT VENT MOV ROOT HANDWHEEL | HRSG UPPER SOUTH | 01-MOV-HRS911 | no data | REHEAT VENT | MOVDIG | no data | 2080_00004‐4 |  | AUTO | CLOSED | Steam | 4" | no data | 3370 | MOV
EXCLUDE | PRINTING | HRSG/HRH | 01-MOV-HRS911 | REHEAT VENT MOV ROOT MAIN FEED | 01-LVB-PPL-2111 BR 14,16,18 TOP OF HRSG HP DRUM | 01-MOV-HRS911 | no data | no data | 480 V CIRCUIT BREACKER | no data | no data |  | CLOSED | OPEN | no data | no data | 4233.0 | 3369 | MOV
Unit 2 | no | HRSG/HRH | 01-VHRS809 | REHEATER INLET NITROGEN FILL ISOLATION | HRSG UPPER WEST | NITROGEN | no data | REHEATER INLET NITROGEN FILL ISOLATION | NA | no data | 2080_00004‐4 |  | CLOSED | CLOSED | Steam | 2" | no data | 5911 | V
Unit 2 | hung | HRSG/HRH/BFW IP/HRH INTERSTAGE | 01-TCV-HRS901 | HRH INTERSTAGE ATTEMPERATOR CONTROL VALVE | HRSG LOWER WEST | FW IP/REAHEAT | no data | REHEAT INTERSTAGE ATTEMPERATOR CONTROL VALVE | POVCTRL | no data | 2080_00004‐4 |  | AUTO | CLOSED | Water | 2" | no data | 3907 | no data
Unit 2 | no | HRSG/HRH/BFW IP/HRH INTERSTAGE | 01-VHRS862 | HRH INTERSTAGE ATTEMPERATOR DRAIN | UNDR HRSG MID | FW/REHEATER | no data | REHEAT INTERSTAGE ATTEMPERATOR DRAIN | NA | no data | 2080_00004‐4 |  | CLOSED | OPEN | Water | 2" | no data | 5936 | V
Unit 2 | no | HRSG/HRH/BFW IP/HRH INTERSTAGE | 01-VHRS863 | HRH INTERSTAGE ATTEMPERATOR DRAIN | UNDR HRSG MID | FW/REHEATER | no data | REHEAT INTERSTAGE ATTEMPERATOR DRAIN | NA | no data | 2080_00004‐4 |  | CLOSED | OPEN | Water | 2" | no data | 5937 | V
Unit 2 | no | HRSG/HRH/BFW IP/HRH INTERSTAGE | 01-VHRS961 | HRH INTERSTAGE ATTEMPERATOR DRAIN BLOCK | HRSG LOWER WEST | FW IP/REAHEAT | no data | REHEAT INTERSTAGE ATTEMPERATOR COOLING WATER DRAIN | NA | no data | 2080_00004‐4 |  | CLOSED | OPEN | Water | 2" | no data | 5949 | V
Unit 2 | no | HRSG/HRH/BFW IP/HRH INTERSTAGE | 01-VHRS960 | HRH INTERSTAGE ATTEMPERATOR DRAIN ROOT | HRSG LOWER WEST | FW IP/REAHEAT | no data | REHEAT INTERSTAGE ATTEMPERATOR COOLING WATER DRAIN | NA | no data | 2080_00004‐4 |  | CLOSED | OPEN | Water | 2" | no data | 5948 | V
Unit 2 | no | HRSG/HRH/BFW IP/HRH INTERSTAGE | 01-VHRS930 | HRH INTERSTAGE ATTEMPERATOR SPRAY WATER ISOLATION | UNDER HRSG SOUTH | FW IP/REAHEAT | no data | RH INTERSTAGE ATTEMPERATOR SPRAY WATER ISOLATION | NA | no data | 2080_00004‐4 |  | OPEN | CLOSED | Water | 2 1/2" | no data | 5947 | V
Unit 2 | no | HRSG/HRH/BFW IP/HRH INTERSTAGE | 01-VHRS849 | HRH INTERSTAGE ATTEMPERATOR STRNR DRAIN BLOCK | HRSG LOWER WEST | FW IP/REAHEAT | no data | REHEAT INTERSTAGE ATTEMPERATOR STRAINER COOLING WATER DRAIN | NA | no data | 2080_00004‐4 |  | CLOSED | OPEN | Water | 2" | no data | 5935 | V
Unit 2 | no | HRSG/HRH/BFW IP/HRH INTERSTAGE | 01-VHRS848 | HRH INTERSTAGE ATTEMPERATOR STRNR DRAIN ROOT | HRSG LOWER WEST | FW IP/REAHEAT | no data | REHEAT INTERSTAGE ATTEMPERATOR COOLING WATER STRAINER DRAIN | NA | no data | 2080_00004‐4 |  | CLOSED | OPEN | Water | 2" | no data | 5934 | V
Unit 2 | no | HRSG/HRH/HRH INTERSTAGE | 01-VHRS970 | HRH interstage Dripleg drain BLOCK | HRSG lower West | HRSG/REHEAT | HRSG/ST | REHEATER INTERSTAGE ATTEMPERATOR DRAIN POT CLEANOUT DRAIN | NA | HRS | 2080_00004‐4 |  | CLOSED | OPEN | Water/Steam | 1" | no data | 5951 | V
Unit 2 | no | HRSG/HRH/HRH INTERSTAGE | 01-VHRS969 | HRH interstage Dripleg drain ROOT | HRSG lower West | HRSG/REHEAT | HRSG/ST | REHEATER INTERSTAGE ATTEMPERATOR DRAIN POT CLEANOUT DRAIN | NA | HRS | 2080_00004‐4 |  | CLOSED | OPEN | Water/Steam | 1" | no data | 5950 | V
Unit 2 | no | HRSG/IP/AUX STEAM | 01-VHIS861 | IP SPARGING drain after MOV BLOCK | HRSG lower West | HRSG/IP DUM/SPARGING IP/AUX HEADER | HRSG | IP SPARGING STEAM DRAIN | NA | AXS | 2080_00004‐2 |  | CLOSED | OPEN | Water/Steam | 2" | no data | 5598 | V
Unit 2 | no | HRSG/IP/AUX STEAM | 01-VHIS860 | IP SPARGING drain after MOV ROOT | HRSG lower West | HRSG/IP DUM/SPARGING IP/AUX HEADER | HRSG | IP SPARGING STEAM DRAIN | NA | AXS | 2080_00004‐2 |  | CLOSED | OPEN | Water/Steam | 2" | no data | 5597 | V
Unit 2 | no | HRSG/IP/AUX STEAM | 01-VHIS853 | IP SPARGING drain after PCV BLOCK | HRSG lower West | HRSG/IP DUM/SPARGING IP/AUX HEADER | Sparging | IP SPARGING STEAM STRAIN DRAIN | NA | HIS | 2080_00004‐2 |  | CLOSED | OPEN | Water/Steam | 2" | no data | 5590 | V
Unit 2 | no | HRSG/IP/AUX STEAM | 01-VHIS852 | IP SPARGING drain after PCV ROOT | HRSG lower West | HRSG/IP DUM/SPARGING IP/AUX HEADER | HRSG/ IP Drum | IP SPARGING STEAM STRAIN DRAIN | NA | HIS | 2080_00004‐2 |  | CLOSED | OPEN | Water/Steam | 2" | no data | 5589 | V
Unit 2 | yes | HRSG/IP/AUX STEAM | 01-PCV-HIS921 | IP SPARGING STEAM CONTROL VALVE | HRSG NW Landing | HRSG/IP DUM/SPARGING IP/AUX HEADER | no data | IP SPARGING STEAM CONTROL VALVE | POVCTRL | no data | 2080_00004‐2 |  | AUTO | CLOSED | Steam | 2" | no data | 3642 | no data
EXCLUDE | PRINTING | HRSG/IP/AUX STEAM | 01-MOV-HIS909 | IP SPARGING STEAM STOP MAIN PWR FEED | 01-LVB-PPL-11121 BR26/28/30OUTSIDE HRSG SWG ENCLOSURE | HRSG/IP DUM/SPARGING IP/AUX HEADER/01-MOV-HIS909 | no data | no data | 480 V CIRCUIT BREACKER | no data | no data |  | CLOSED | OPEN | no data | no data | 4090.0 | 3328 | MOV
Unit 2 | PRINTING | HRSG/IP/AUX STEAM | 01-MOV-HIS909 | IP SPARGING STEAM STOP MOV EQUALIZING | HRSG NW Landing | HRSG/IP DUM/SPARGING IP/AUX HEADER | no data | IP SPARGING STEAM STOP | MOVDIG | no data | 2080_00004‐2 |  | CLOSED | CLOSED | Steam | 3" | no data | 3329 | MOV
Unit 2 | hung | HRSG/IP/AUX STEAM | 01-MOV-HIS909 | IP SPARGING STEAM STOP MOV HANDWHEEL | HRSG NW Landing | HRSG/IP DUM/SPARGING IP/AUX HEADER | no data | no data | MOV handwheel | no data | 2080_00004‐2 |  | CLOSED | CLOSED | no data | no data | 5844.0 | 3330 | MOV
Unit 2 | PRINTING | HRSG/IP/FGPH | 01-MOV-HIS904 | IP FW FGH STOP MOV EQUALIZING | UNDER LP DRUM WEST | FGPH | no data | no data | Valve | no data | 2080_00004‐1 |  | CLOSED | CLOSED | no data | no data | 5581.0 | 3321 | MOV
Unit 2 | hung | HRSG/IP/FGPH | 01-MOV-HIS904 | IP FW FGH STOP MOV HANDWHEEL | UNDER LP DRUM WEST | FGPH | no data | no data | MOV handwheel | no data | 2080_00004‐1 |  | OPEN | CLOSED | no data | no data | 5580.0 | 3322 | MOV
EXCLUDE | no | HRSG/IP/FGPH | 01-MOV-HIS904 | IP FW FGH STOP VLV MAIN FEED | 01-LVB-PPL-11121 BR13/15/17OUTSIDE HRSG SWG ENCLOSURE | no data | no data | IP FEEDWATER FGH STOP VALVE | 480 V CIRCUIT BREACKER | no data | no data |  | CLOSED | OPEN | no data | no data | 4085.0 | 3320 | MOV
Unit 2 | hung | HRSG/IP/IP DRUM | 01-VHIS935A | FW to IP drum after LCV EQ | HRSG upper | HRSG/IP ECON/IP DRUM/01-LCV-HIS901 | HRSG/ IP Drum | IP CV ISO | NA | BFW IP | 2080_00004‐2 |  | OPEN | CLOSED | Water | 4" | no data | 5638 | V
Unit 2 | hung | HRSG/IP/IP DRUM | 01-VHIS935 | FW to IP drum after LCV ISO | HRSG upper | HRSG/IP ECON/IP DRUM/01-LCV-HIS901 | HRSG/ IP Drum | IP CV ISO | NA | BFW IP | 2080_00004‐2 |  | OPEN | CLOSED | Water | 4" | no data | 5639 | V
Unit 2 | hung | HRSG/IP/IP DRUM | 01-VHIS934A | FW to IP drum before LCV EQ | HRSG UPPER WEST | HRSG/IP ECON/IP DRUM/01-LCV-HIS901 | HRSG/ IP Drum | IP CV ISO | NA | BFW IP | 2080_00004‐2 |  | OPEN | CLOSED | Water | 2" | no data | 5636 | V
Unit 2 | hung | HRSG/IP/IP DRUM | 01-VHIS934 | FW to IP drum before LCV ISO | HRSG UPPER WEST | HRSG/IP ECON/IP DRUM/01-LCV-HIS901 | HRSG/ IP Drum | IP CV ISO | NA | BFW IP | 2080_00004‐2 |  | OPEN | CLOSED | Water | 4" | no data | 5637 | V
Unit 2 | no | HRSG/IP/IP DRUM | 01-VHIS936 | FW to IP drum LCV bypass | HRSG UPPER WEST | HRSG/IP ECON/IP DRUM/01-LCV-HIS901 | HRSG/ IP Drum | IP DRUM LCV BYPASS | NA | BFW IP | 2080_00004‐2 |  | CLOSED | OPEN | Water | 2" | no data | 5640 | V
Unit 2 | no | HRSG/IP/IP DRUM | 01-VBFW408 | IP BFW COLD FILL FROM CONDENSATE CHECK | Unit 2 PIPERACK DECK 1ST LEVEL | no data | no data | IP BFW FILL FROM CONDENSATE CHECK | no data | BFW | PD-062A |  | OPEN | CLOSED | Water | 2" | 907.0 | 4428 | V
Unit 2 | hung | HRSG/IP/IP DRUM | 01-FCV-HIS904 | IP CBD CONTROL VALVE | HRSG SE LANDING | DRUM IP/BLOWDOWN | no data | IP CONTINUOUS BLOWDOWN CONTROL VALVE | NA | no data | 2080_00007‐1 |  | AUTO | CLOSED | Water | 2" | no data | 2523 | no data
Unit 2 | hung | HRSG/IP/IP DRUM | 01-MOV-HIS905 | IP CBD MOV HANDWHEEL | UNDER HRSG SOUTH | DRUM IP/BLOWDOWN | no data | IP CONTINUOUS BLOWDOWN STOP | MOVDIG | no data | 2080_00007‐1 |  | AUTO | CLOSED | Water | 2" | no data | 3324 | MOV
EXCLUDE | PRINTING | HRSG/IP/IP DRUM | 01-MOV-HIS905 | IP CBD MOV MAIN FEED | 01-LVB-PPL-11121 BR19/21/23OUTSIDE HRSG SWG ENCLOSURE | DRUM IP/BLOWDOWN/01-MOV-HIS905 | no data | no data | 480 V CIRCUIT BREACKER | no data | no data |  | CLOSED | OPEN | no data | no data | 4087.0 | 3323 | MOV
Unit 2 | no | HRSG/IP/IP DRUM | 01-nodata14 | IP continuous BD manual regulator (BD tank) | HRSG NE | no data | BDT | no data | no data | HBD | no data |  | OPEN | CLOSED | no data | no data | no data | 3572 | no data
Unit 2 | no | HRSG/IP/IP DRUM | 01-VHIS971 | IP DRUM Nitrogen Fill iso | IP DRUM LANDING | HRSG/IP DRUM/NITROGEN HEADER | HRSG/ IP Drum | IP DRUM NITROGEN SUPPLY ISOLATION | NA | HIS | 2080_00004‐2 |  | CLOSED | CLOSED | Water/Steam | 2" | no data | 5674 | V
Unit 2 | no | HRSG/IP/IP DRUM | 01-VHIS972 | IP DRUM NITROGEN SUPPLY NRV | IP DRUM LANDING | HRSG/IP DRUM/NITROGEN HEADER | no data | IP DRUM NITROGEN SUPPLY NRV | NA | no data | 2080_00004‐2 |  | CLOSED | CLOSED | Water/Steam | 2" | no data | 5675 | V
Unit 2 | no | HRSG/IP/IP DRUM | 01-VHIS992 | IP DRUM Phosphate injection iso | HRSG upper West | HRSG/IP DRUM/CHEMICAL FEED | HRSG/ IP Drum | IP DRUM INLET CHEMICAL INJECTION ISOLATION | NA | HIS | 2080_00004‐2 |  | OPEN | CLOSED | Water | 1" | no data | 5692 | V
Unit 2 | hung | HRSG/IP/IP DRUM | 01-VHIS847 | IP DRUM VENT BLOCK | IP DRUM LANDING | HRSG/IP DRUM | HRSG/ IP Drum | IP SATURATED STEAM VENT | NA | HIS | 2080_00004‐2 |  | CLOSED | OPEN | Water/Steam | 2" | no data | 5584 | V
Unit 2 | hung | HRSG/IP/IP DRUM | 01-VHIS849 | IP DRUM VENT BLOCK | IP DRUM LANDING | HRSG/IP DRUM | HRSG/ IP Drum | IP SATURATED STEAM VENT | NA | HIS | 2080_00004‐2 |  | CLOSED | OPEN | Water/Steam | 2" | no data | 5586 | V
Unit 2 | hung | HRSG/IP/IP DRUM | 01-VHIS851 | IP DRUM VENT BLOCK | IP DRUM LANDING | HRSG/IP DRUM | HRSG/ IP Drum | IP SATURATED STEAM VENT | NA | HIS | 2080_00004‐2 |  | CLOSED | OPEN | Water/Steam | 2" | no data | 5588 | V
Unit 2 | hung | HRSG/IP/IP DRUM | 01-VHIS977 | IP DRUM VENT BLOCK | IP DRUM LANDING | HRSG/IP DRUM | HRSG/ IP Drum | IP SATURATED STEAM VENT | NA | HIS | 2080_00004‐2 |  | CLOSED | OPEN | Water/Steam | 2" | no data | 5680 | V
Unit 2 | hung | HRSG/IP/IP DRUM | 01-VHIS848 | IP DRUM VENT ROOT | IP DRUM LANDING | HRSG/IP DRUM | no data | IP SATURATED STEAM VENT | NA | no data | 2080_00004‐2 |  | CLOSED | OPEN | Water/Steam | 2" | no data | 5585 | V
Unit 2 | hung | HRSG/IP/IP DRUM | 01-VHIS846 | IP DRUM VENT ROOT | IP DRUM LANDING | HRSG/IP DRUM | HRSG/ IP Drum | IP SATURATED STEAM VENT | NA | HIS | 2080_00004‐2 |  | CLOSED | OPEN | Water/Steam | 2" | no data | 5583 | V
Unit 2 | hung | HRSG/IP/IP DRUM | 01-VHIS850 | IP DRUM VENT ROOT | IP DRUM LANDING | HRSG/IP DRUM | HRSG/ IP Drum | IP SATURATED STEAM VENT | NA | HIS | 2080_00004‐2 |  | CLOSED | OPEN | Water/Steam | 2" | no data | 5587 | V
Unit 2 | hung | HRSG/IP/IP DRUM | 01-VHIS976 | IP DRUM VENT ROOT | IP DRUM LANDING | HRSG/IP DRUM | HRSG/ IP Drum | IP SATURATED STEAM VENT | NA | HIS | 2080_00004‐2 |  | CLOSED | OPEN | Water/Steam | 2" | no data | 5679 | V
Unit 2 | hung | HRSG/IP/IP DRUM | 01-YCV-HIS901 | IP IBD CONTROL VALVE | BLOWDOWN TANK | HRSG/DRUM IP/BLOWDOWN | no data | IP IBD CONTROL VALVE | POVCTRL | no data | 2080_00007‐1 |  | AUTO | OPEN | Water | 2" | no data | 6545 | no data
Unit 2 | hung | HRSG/IP/IP DRUM | 01-MOV-HIS916 | IP IBD MOV HANDWHEEL | UNDER HRSG MID | HRSG/DRUM IP/BLOWDOWN | no data | IP IBD STOP | MOVDIG | no data | 2080_00007‐1 |  | AUTO | OPEN | Water | 2 1/2" | no data | 3336 | MOV
Unit 2 | hung | HRSG/IP/IP DRUM | 01-MOV-HIS917- | IP IBD MOV HANDWHEEL | UNDER HRSG MID | HRSG/DRUM IP/BLOWDOWN | no data | IP IBD STOP | MOVDIG | no data | 2080_00007‐1 |  | AUTO | OPEN | Water | 2 1/2" | no data | 3338 | MOV
EXCLUDE | PRINTING | HRSG/IP/IP DRUM | 01-MOV-HIS916 | IP IBD MOV MAIN FEED | 01-LVB-PPL-11121 BR25/27/29OUTSIDE HRSG SWG ENCLOSURE | HRSG/DRUM IP/BLOWDOWN/01-MOV-HIS916 | no data | no data | 480 V CIRCUIT BREACKER | no data | no data |  | CLOSED | OPEN | no data | no data | 4089.0 | 3335 | MOV
EXCLUDE | PRINTING | HRSG/IP/IP DRUM | 01-MOV-HIS917 | IP IBD MOV MAIN FEED | 01-LVB-PPL-11121 BR31/33/35OUTSIDE HRSG SWG ENCLOSURE | HRSG/DRUM IP/BLOWDOWN/01-MOV-HIS917 | no data | no data | 480 V CIRCUIT BREACKER | no data | no data |  | CLOSED | OPEN | no data | no data | 4091.0 | 3337 | MOV
EXCLUDE | no | HRSG/IP/IP ECON | 01-MOV-HIS943 | HRSG 2 IP ECON VENT STOP MAIN PWR FEED | 01-LVB-PPL-11121 BR32/34/36OUTSIDE HRSG SWG ENCLOSURE | no data | no data | no data | 480 V CIRCUIT BREACKER | no data | no data |  | CLOSED | OPEN | no data | no data | 4092.0 | 3344 | MOV
Unit 2 | Hung | HRSG/IP/IP ECON | 01-VHIS910 | IP ECON 1 DRAIN ROOT | HRSG lower East | HRSG/ECON IP/BLOWDOWN | no data | IP ECONOMIZER INLET DRAIN | NA | BFW IP | 2080_00004‐1 |  | CLOSED | OPEN | Water | 2" | no data | 5612 | V
Unit 2 | Hung | HRSG/IP/IP ECON | 01-VHIS915 | IP ECON 1 VENT ROOT | HRSG upper WEST | HRSG/ECON IP/DRUM IP | HRSG/ IP Drum | IP ECONOMIZER VENT | NA | BFW IP | 2080_00004‐1 |  | CLOSED | OPEN | Water | 2" | no data | 5617 | V
Unit 2 | Hung | HRSG/IP/IP ECON | 01-VHIS913 | IP ECON 1,2,3 DRAIN BLOCK | HRSG lower East | HRSG/ECON IP/BLOWDOWN | no data | IP ECONOMIZER DRAIN | NA | BFW IP | 2080_00004‐1 |  | CLOSED | OPEN | Water | 2" | no data | 5615 | V
Unit 2 | Hung | HRSG/IP/IP ECON | 01-VHIS911 | IP ECON 2 DRAIN ROOT | HRSG lower East | HRSG/ECON IP/BLOWDOWN | no data | IP ECONOMIZER DRAIN | NA | BFW IP | 2080_00004‐1 |  | CLOSED | OPEN | Water | 2" | no data | 5613 | V
Unit 2 | Hung | HRSG/IP/IP ECON | 01-VHIS917 | IP ECON 2 VENT ROOT | HRSG upper WEST | HRSG/ECON IP/DRUM IP | HRSG/ IP Drum | IP ECONOMIZER VENT | NA | BFW IP | 2080_00004‐1 |  | CLOSED | OPEN | Water | 2" | no data | 5619 | V
Unit 2 | Hung | HRSG/IP/IP ECON | 01-VHIS912 | IP ECON 3 DRAIN ROOT | HRSG lower East | HRSG/ECON IP/BLOWDOWN | no data | IP ECONOMIZER DRAIN | NA | BFW IP | 2080_00004‐1 |  | CLOSED | OPEN | Water | 2" | no data | 5614 | V
Unit 2 | Hung | HRSG/IP/IP ECON | 01-VHIS918 | IP ECON 3 VENT ROOT | HRSG upper WEST | IP ECONOMIZER | HRSG/ IP Drum | IP ECONOMIZER VENT | NA | BFW IP | 2080_00004‐1 |  | CLOSED | OPEN | Water | 2" | no data | 5620 | V
Unit 2 | Hung | HRSG/IP/IP ECON | 01-VHIS919 | IP ECON inlet drain ROOT | HRSG LOWER WEST | IP ECONOMIZER /MOV-HIS901/VHIS902 | no data | IP FEEDWATER DRAIN | NA | BFW IP | 2080_00004‐1 |  | CLOSED | OPEN | Water | 2" | no data | 5621 | V
Unit 2 | Hung | HRSG/IP/IP ECON | 01-VHIS901 | IP ECON INLET ISO | HRSG lower West | IP ECONOMIZER /MOV-HIS901/VHIS902 | no data | IP FEEDWATER INLET | ISO | BFW IP | 2080_00004‐1 |  | OPEN | CLOSED | Water | 6" | no data | 5603 | V
Unit 2 | Hung | HRSG/IP/IP ECON | 01-VHIS901A | IP ECON Inlet ISO EQ | HRSG lower West | IP ECONOMIZER /MOV-HIS901/VHIS902 | no data | IP FEEDWATER INLET | EQUAL | BFW IP | 2080_00004‐1 |  | CLOSED | CLOSED | Water | 1" | no data | 5604 | V
Unit 2 |  | HRSG/IP/IP ECON | 01-VHIS901B | IP ECON Inlet ISO EQ | HRSG West Ground Level | [7 empty] | CLOSED | CLOSED
Unit 2 | PRINTING | HRSG/IP/IP ECON | 01-VHIS855 | IP ECON OUTLET DRAIN BLOCK | UNDER LP DRUM WEST | IP ECON | HRSG/ IP Drum | IP ECONOMIZER OUTLET DRAIN | NA | BFW IP | 2080_00004‐2 |  | CLOSED | OPEN | Water | 2" | no data | 5592 | V
Unit 2 | PRINTING | HRSG/IP/IP ECON | 01-VHIS854 | IP ECON OUTLET DRAIN ROOT | UNDER LP DRUM WEST | IP ECON | HRSG/ IP Drum | IP ECONOMIZER OUTLET DRAIN | NA | BFW IP | 2080_00004‐2 |  | CLOSED | OPEN | Water | 2" | no data | 5591 | V
Unit 2 | yes | HRSG/IP/IP ECON | 01-MOV-HIS943H-JG | IP ECON VENT MOV | HRSG UPPER WEST | IP ECON | no data | IP ECONOMIZER VENT STOP | MOVDIG | no data | 2080_00004‐1 |  | AUTO | OPEN | Water | 2" | no data | 3345 | MOV
Unit 2 |  | HRSG/IP/IP ECON | 01-MOV-HIS941A | IP Economizer FW Inlet MOV EQ | HRSG West Ground Level | [7 empty] | CLOSED | CLOSED
Unit 2 |  | HRSG/IP/IP ECON | 01-MOV-HIS941B | IP Economizer FW Inlet MOV EQ | HRSG West Ground Level | [7 empty] | CLOSED | CLOSED
Unit 2 | yes | HRSG/IP/IP ECON | 01-MOV-HIS941 | IP Economizer FW Inlet MOV HANDWHEEL | HRSG LOWER WEST | IP ECON | no data | IP FEEDWATER INLET STOP VALVE | MOVDIG | no data | 2080_00004‐1 |  | AUTO | CLOSED | Water | 2" | no data | 3343 | MOV
EXCLUDE | no | HRSG/IP/IP ECON | 01-MOV-HIS941 | IP Economizer FW Inlet MOV PWR | 01-LVB-PPL-1114 BR 19/21/23OUTSIDE HRSG SWG ENCLOSURE | no data | no data | no data | 480 V CIRCUIT BREACKER | no data | no data |  | CLOSED | OPEN | no data | no data | 4043.0 | 3341 | MOV
Unit 2 | PRINTING | HRSG/IP/IP ECON/CND | 01-VHIS904 | IP COLD FILL BLOCK | Pipe Rack 1st | IP ECONOMIZER /IP FW HEADER | no data | IP FEEDWATER BOILER FILL ISOLATION | ISO | BFW IP/CND | 2080_00004‐1 |  | CLOSED | CLOSED | Water | 2" | no data | 5606 | V
Unit 2 | Hung | HRSG/IP/IP ECON/IP DRUM | 01-VHIS920 | IP ECON inlet drain BLOCK | HRSG LOWER WEST | IP ECONOMIZER /MOV-HIS901/VHIS902 | no data | IP FEEDWATER DRAIN | NA | BFW IP | 2080_00004‐1 |  | CLOSED | OPEN | Water | 2" | no data | 5622 | V
Unit 2 | no | HRSG/IP/IP ECON/IP DRUM | 01-VHIS938 | IP FW DRAIN DOWNSTREAM OF LCV BLOCK | UNDER LP DRUM WEST | HRSG/IP ECON/IP DRUM | HRSG/ IP Drum | IP ECONOMIZER OUTLET DRAIN (DOWNSTREAM LCV) | NA | BFW IP | 2080_00004‐2 |  | CLOSED | OPEN | Water | 2" | no data | 5642 | V
Unit 2 | no | HRSG/IP/IP ECON/IP DRUM | 01-VHIS937 | IP FW DRAIN DOWNSTREAM OF LCV ROOT | UNDER LP DRUM WEST | HRSG/IP ECON/IP DRUM | HRSG/ IP Drum | IP ECONOMIZER OUTLET DRAIN (DOWNSTREAM LCV) | NA | BFW IP | 2080_00004‐2 |  | CLOSED | OPEN | Water | 2" | no data | 5641 | V
Unit 2 | no | HRSG/IP/IP ECON/IP DRUM | 01-VHIS933 | IP FW DRAIN UPSTREAM OF LCV BLOCK | UNDER LP DRUM WEST | HRSG/IP ECON/IP DRUM/01-LCV-HIS901 | HRSG/ IP Drum | IP ECONOMIZER OUTLET DRAIN | NA | BFW IP | 2080_00004‐2 |  | CLOSED | OPEN | Water | 2" | no data | 5635 | V
Unit 2 | no | HRSG/IP/IP ECON/IP DRUM | 01-VHIS932 | IP FW DRAIN UPSTREAM OF LCV ROOT | UNDER LP DRUM WEST | HRSG/IP ECON/IP DRUM/01-LCV-HIS901 | HRSG/ IP Drum | IP ECONOMIZER OUTLET DRAIN | NA | BFW IP | 2080_00004‐2 |  | CLOSED | OPEN | Water | 2" | no data | 5634 | V
EXCLUDE | no | HRSG/IP/IP STEAM | 01-MOV-HIS946 | HRSG 2 IP SH MOV VENT VLV 480VAC | 01-LVB-PPL-1112 BR44/46/48OUTSIDE HRSG SWG ENCLOSURE | no data | no data | no data | 480 V CIRCUIT BREACKER | no data | no data |  | CLOSED | OPEN | no data | no data | 4020.0 | 3346 | MOV
Unit 2 | no | HRSG/IP/IP STEAM | 01-VHIS802 | IP SH outlet drain BLOCK (before MOV) | HRSG lower WEST | HRSG/IP SH | no data | IP SUPERHEATED STEAM DRAIN | NA | HIS | 2080_00004‐3 |  | CLOSED | OPEN | Steam | 2" | no data | 5582 | V
Unit 2 | hung | HRSG/IP/IP STEAM | 01-YCV-HIS906 | IP SH OUTLET DRAIN POT | HRSG LOWER WEST | HRSG/STEAM HEADER IP/BLOWDOWN | no data | IP STEAM OUTLET DRAIN POT | POVPOS | no data | 2080_00007‐1 |  | CLOSED | OPEN | Steam | 2" | no data | 6546 | no data
Unit 2 | no | HRSG/IP/IP STEAM | 01-VHIS801 | IP SH outlet drain ROOT (before MOV) | HRSG lower WEST | HRSG/IP SH | no data | IP SUPERHEATED STEAM DRAIN | NA | HIS | 2080_00004‐3 |  | CLOSED | OPEN | Steam | 2" | no data | 5581 | V
Unit 2 | PRINTING | HRSG/IP/IP STEAM | 01-MOV-HIS915 | IP SH OUTLET DRIPLEG MOV HANDWHEEL | HRSG LOWER WEST | HRSG/SH IP/BLOWDOWN | no data | no data | no data | no data | 2080_00007‐1 |  | OPEN | CLOSED | no data | no data | 5666.0 | 3334 | MOV
EXCLUDE | PRINTING | HRSG/IP/IP STEAM | 01-MOV-HIS915 | IP SH OUTLET DRIPLEG MOV MAIN PWR FEED | 01-LVB-PPL-2112 BR 26/28/30 INSIDE HRSG SWG ENCLOSURE | HRSG/SH IP/BLOWDOWN/01-MOV-HIS915 | no data | no data | 480 V CIRCUIT BREACKER | no data | no data |  | CLOSED | OPEN | no data | no data | 4104.0 | 3333 | MOV
EXCLUDE | PRINTING | HRSG/IP/IP STEAM | 01-MOV-HIS918 | IP SH OUTLET DRIPLEG MOV PWR FEED | 01-LVB-PPL-2112 BR 25/27/29 INSIDE HRSG SWG ENCLOSURE | HRSG/STEAM HEADER IP/BLOWDOWN/01-MOV-HIS918 | no data | no data | 480 V CIRCUIT BREACKER | no data | no data |  | CLOSED | OPEN | no data | no data | 4103.0 | 3339 | MOV
Unit 2 | PRINTING | HRSG/IP/IP STEAM | 01-MOV-HIS946 | IP SH OUTLET VENT MOV BLOCK HADWHEEL | HRSG LOWER EAST | HRSG/IP SH | no data | IP SUPERHEATER OUTLET VENT | MOVDIG | no data | 2080_00004‐3 |  | AUTO | OPEN | Steam | 2" | no data | 3347 | MOV
Unit 2 | PRINTING | HRSG/IP/IP STEAM | 01-MOV-HIS902 | IP SH OUTLET VENT MOV ROOT HADWHEEL | HRSG LOWER EAST | HRSG/IP SH | no data | IP SUPERHEATER OUTLET VENT | MOVDIG | no data | 2080_00004‐3 |  | AUTO | OPEN | Steam | 2" | no data | 3319 | MOV
Unit 2 | no | HRSG/IP/IP STEAM | 01-VHIS859 | IP steam Header drain BLOCK (after MOV) | HRSG lower WEST | HRSG/IP SH/BLOWDOWN | no data | Drain IP steam | NA | HIS | 2080_00004‐3 |  | CLOSED | OPEN | Water/Steam | 1" | 5664.0 | 5596 | V
Unit 2 | no | HRSG/IP/IP STEAM | 01-VHIS858 | IP steam Header drain ROOT (after MOV) | HRSG lower WEST | HRSG/IP SH/BLOWDOWN | no data | Drain IP steam | NA | HIS | 2080_00004‐3 |  | CLOSED | OPEN | Water/Steam | 1" | 5663.0 | 5595 | V
Unit 2 | yes | HRSG/IP/IP STEAM | 01-YCV-HIS923 | IP STEAM HEADER DRIPLEG DRAIN CV | HRSG LOWER WEST | HRSG/SH IP/BLOWDOWN | no data | IP STEAM OUTLET DRAIN POT | POVPOS | no data | 2080_00007‐1 |  | CLOSED | CLOSED | Steam | 2" | 5667.0 | 6547 | no data
Unit 2 | PRINTING | HRSG/IP/IP STEAM | 01-MOV-HIS918 | IP STEAM HEADER DRIPLEG DRAIN MOV HANDWHEEL | HRSG LOWER WEST | HRSG/STEAM HEADER IP/BLOWDOWN | no data | IP OUTLET DRAIN POT STOP | MOVDIG | no data | 2080_00007‐1 |  | AUTO | OPEN | Water | 2" | no data | 3340 | MOV
Unit 2 | hung | HRSG/IP/IP STEAM | 01-PCV-HIS903 | IP STEAM OUTLET BACK PRESSURE CONTROL VALVE | UNDER HRSG | HRSG/IP SH/CRH HEADER | no data | IP STEAM OUTLET BACK PRESSURE CONTROL VALVE | POVCTRL | no data | 2080_00004‐3 |  | AUTO | CLOSED | Steam | 8" | no data | 3641 | no data
Unit 2 | PRINTING | HRSG/IP/IP STEAM | 01-MOV-HIS908 | IP STEAM STOP EQUALIZING | UNDER HRSG | HRSG/IP SH | no data | IP STEAM STOP | MOVDIG | no data | 2080_00004‐3 |  | CLOSED | CLOSED | Steam | 2" | no data | 3325 | MOV
Unit 2 | PRINTING | HRSG/IP/IP STEAM | 01-MOV-HIS908 | IP STEAM STOP HANDWHEEL | UNDER HRSG | HRSG/IP SH | no data | IP STEAM STOP | MOVDIG | no data | 2080_00004‐3 |  | AUTO | CLOSED | Steam | 8" | no data | 3326 | MOV
EXCLUDE | PRINTING | HRSG/IP/IP STEAM | 01-MOV-HIS908 | IP STEAM STOP MAIN PWR FEED | 01-LVB-PPL-11121 BR37/39/41OUTSIDE HRSG SWG ENCLOSURE | HRSG/IP SH/01-MOV-HIS908 | no data | no data | 480 V CIRCUIT BREACKER | no data | no data |  | CLOSED | OPEN | no data | no data | 4088.0 | 3327 | MOV
Unit 2 | no | HRSG/IP/IP STEAM | 01-VHIS857 | IP superheater outlet dripleg drain BLOCK | HRSG lower WEST | HRSG/IP SH/BLOWDOWN | no data | IP SUPERHEATER OUTLET DRAIN POT CLEANOUT DRAIN | NA | HIS | 2080_00004‐3 |  | CLOSED | OPEN | Water/Steam | 1" | no data | 5594 | V
Unit 2 | no | HRSG/IP/IP STEAM | 01-VHIS856 | IP superheater outlet dripleg drain ROOT | HRSG lower WEST | HRSG/IP SH/BLOWDOWN | no data | IP SUPERHEATER OUTLET DRAIN POT CLEANOUT DRAIN | NA | HIS | 2080_00004‐3 |  | CLOSED | OPEN | Water/Steam | 1" | no data | 5593 | V
Unit 2 | no | HRSG/IP/IP STEAM | 01-VHS982 | IP superheater outlet sampl | HRSG lower | no data | Sample | no data | no data | no data | no data |  | OPEN | CLOSED | no data | no data | no data | 5952 | V
Unit 2 | no | HRSG/IP/IP STEAM | 01-VHS983 | IP superheater outlet sampl | HRSG lower | no data | Sample | no data | no data | no data | no data |  | OPEN | CLOSED | no data | no data | no data | 5953 | V
EXCLUDE | PRINTING | HRSG/IP/IP STEAM | 01-MOV-HIS902 | IP SUPERHEATER OUTLET VENT MOV ROOT PWR FEED | 01-LVB-PPL-1112 BR7/9/11OUTSIDE HRSG SWG ENCLOSURE | HRSG/IP SH/01-MOV-HIS902 | no data | no data | 480 V CIRCUIT BREACKER | no data | no data |  | CLOSED | OPEN | no data | no data | 4007.0 | 3318 | MOV
Unit 2 | hung | HRSG/IP/IP STEAM | 01-MOV-HIS910 | IP TO DA PEGGING MOV HANDWHEEL | IP DRUM LANDING | HRSG/IP DRUM/LP DRUM/01-PCV-HIS902 | no data | IP TO DA PEGGING | MOVDIG | no data | 2080_00004‐2 |  | AUTO | CLOSED | Steam | 3" | no data | 3332 | MOV
EXCLUDE | PRINTING | HRSG/IP/IP STEAM | 01-MOV-HIS910 | IP TO DA PEGGING MOV MAIN PWR FEED | 01-LVB-PPL-2111 BR 32,34,36 TOP OF HRSG HP DRUM | HRSG/IP DRUM/LP DRUM/01-PCV-HIS902 | no data | no data | 480 V CIRCUIT BREACKER | no data | no data |  | CLOSED | OPEN | no data | no data | 4237.0 | 3331 | MOV
Unit 2 | yes | HRSG/IP/IP STEAM | 01-PCV-HIS922 | IP TO LP PEGGING STEAM CONTROL VALVE | IP DRUM LANDING | HRSG/IP DRUM/LP DRUM/01-PCV-HIS902 | no data | IP TO LP PEGGING STEAM CONTROL VALVE | POVCTRL | no data | 2080_00004‐2 |  | AUTO | CLOSED | Steam | 3" | no data | 3643 | no data
Unit 2 | no | HRSG/IP/IP STEAM | 01-VHIS978E | Pegging steam to LP drum EQUALIZING | IP DRUM LANDING | HRSG/IP DRUM/LP DRUM/01-PCV-HIS902 | HRSG/ IP Drum | IP PEGGING STEAM | NA | HIS | 2080_00004‐2 |  | CLOSED | CLOSED | Steam | 2" | no data | 5682 | V
Unit 2 | no | HRSG/IP/IP STEAM | 01-VHIS978 | Pegging steam to LP drum iso | IP DRUM LANDING | HRSG/IP DRUM/LP DRUM/01-PCV-HIS902 | HRSG/ IP Drum | IP PEGGING STEAM | NA | HIS | 2080_00004‐2 |  | OPEN | CLOSED | Steam | 6" | no data | 5681 | V
Unit 2 | no | HRSG/IP/IP STEAM | 01-VHIS999 | Pegging steam to LP drum vent BLOCK | IP DRUM LANDING | HRSG/IP DRUM/LP DRUM/01-PCV-HIS902 | HRSG/ IP Drum | IP TO LP PEGGING STEAM VENT | NA | HIS | 2080_00004‐2 |  | CLOSED | OPEN | Water/Steam | 2" | no data | 5699 | V
Unit 2 | no | HRSG/IP/IP STEAM | 01-VHIS998 | Pegging steam to LP drum vent ROOT | IP DRUM LANDING | HRSG/IP DRUM/LP DRUM/01-PCV-HIS902 | HRSG/ IP Drum | IP TO LP PEGGING STEAM VENT | NA | HIS | 2080_00004‐2 |  | CLOSED | OPEN | Water/Steam | 2" | no data | 5698 | V
Unit 2 | no | HRSG/LP | 01-VSTP163 | ST DT PUMP A DISCHARGE CHECK VALVE | no data | no data | no data | LP STEAM DRAINS PUMP A DISCHARGE CHECK VALVE | no data | STP | PD-306A |  | OPEN | CLOSED | Water | 6" | 1894.0 | 6489 | V
Unit 2 | hung | HRSG/LP | 01-VHLS989 | VENT AFTER LP DRUM LCV OUTLET ISO BLOCK | LP DRUM LANDING | HRSG/DRUM LP | no data | LP ECON OUTLET VENT | NA | no data | 2080_00003‐1 |  | CLOSED | OPEN | Water/Steam | 2" | no data | 5830 | V
Unit 2 | hung | HRSG/LP | 01-VHLS988 | VENT AFTER LP DRUM LCV OUTLET ISO ROOT | LP DRUM LANDING | HRSG/DRUM LP | no data | LP ECON OUTLET VENT | NA | no data | 2080_00003‐1 |  | CLOSED | OPEN | Water/Steam | 2" | no data | 5829 | V
Unit 2 |  | HRSG/LP ECON/LP PREHEATER | 01-VHLS907A | PREAHEATER Cold outlet EQ | HRSG lower NE | [7 empty] | CLOSED | CLOSED
Unit 2 |  | HRSG/LP ECON/LP PREHEATER | 01-VHLS907B | PREAHEATER Cold outlet EQ | HRSG lower NE | [7 empty] | CLOSED | CLOSED
Unit 2 | no | HRSG/LP ECON/LP PREHEATER | 01-VHLS907 | PREAHEATER Cold outlet iso | HRSG lower NE | HRSG/ECON LP/ LP Econ Preheater/ | no data | no data | no data | CND | 2080_00006‐1 |  | OPEN | CLOSED | no data | no data | no data | 5743 | V
Unit 2 |  | HRSG/LP ECON/LP PREHEATER | 01-VHLS909A | PREHEATER BYPASS EQ | HRSG lower NE | [7 empty] | CLOSED | CLOSED
Unit 2 |  | HRSG/LP ECON/LP PREHEATER | 01-VHLS909B | PREHEATER BYPASS EQ | HRSG lower NE | [7 empty] | CLOSED | CLOSED
Unit 2 | no | HRSG/LP ECON/LP PREHEATER | 01-VHLS909 | PREHEATER BYPASS ISO | HRSG lower NE | HRSG/ECON LP/ LP Econ Preheater/ | no data | no data | no data | CND | 2080_00006‐1 |  | CLOSED | CLOSED | no data | no data | no data | 5746 | V
Unit 2 |  | HRSG/LP ECON/LP PREHEATER | 01-VHLS905A | PREHEATER Hot inlet EQ | HRSG lower NE | [7 empty] | CLOSED | CLOSED
Unit 2 |  | HRSG/LP ECON/LP PREHEATER | 01-VHLS905B | PREHEATER Hot inlet EQ | HRSG lower NE | [7 empty] | CLOSED | CLOSED
Unit 2 | no | HRSG/LP ECON/LP PREHEATER | 01-VHLS905 | PREHEATER Hot inlet ISO | HRSG lower NE | HRSG/ECON LP/ LP Econ Preheater/ | no data | no data | no data | CND | 2080_00006‐1 |  | OPEN | CLOSED | no data | no data | no data | 5740 | V
Unit 2 |  | HRSG/LP ECON/LP PREHEATER | 01-VHLS908A | PREHEATER Hot outlet EQ | HRSG lower NE | [7 empty] | CLOSED | CLOSED
Unit 2 |  | HRSG/LP ECON/LP PREHEATER | 01-VHLS908B | PREHEATER Hot outlet EQ | HRSG lower NE | [7 empty] | CLOSED | CLOSED
Unit 2 | no | HRSG/LP ECON/LP PREHEATER | 01-VHLS908 | PREHEATER Hot outlet ISO | HRSG lower NE | HRSG/ECON LP/ LP Econ Preheater/ | no data | no data | no data | CND | 2080_00006‐1 |  | OPEN | CLOSED | no data | no data | no data | 5745 | V
Unit 2 |  | HRSG/LP ECON/LP PREHEATER | 01-VHLS904A | PREHETER Cold inlet EQ | HRSG lower NE | [7 empty] | CLOSED | CLOSED
Unit 2 |  | HRSG/LP ECON/LP PREHEATER | 01-VHLS904B | PREHETER Cold inlet EQ | HRSG lower NE | [7 empty] | CLOSED | CLOSED
Unit 2 | no | HRSG/LP ECON/LP PREHEATER | 01-VHLS904 | PREHETER Cold inlet ISO | HRSG lower NE | HRSG/ECON LP/ LP Econ Preheater/ 01-VHLS901/ 01-MOV-HLS901/ | no data | no data | no data | CND | 2080_00006‐1 |  | OPEN | CLOSED | no data | no data | no data | 5738 | V
Unit 2 | yes | HRSG/LP/AUX STEAM | 01-PCV-HLS951 | LP SPARGING STEAM CONTROL VALVE | HRSG Lower NE | HRSG/SPARGING LP/STEAM HEADER AUX | no data | LP SPARGING STEAM CONTROL VALVE | POVCTRL | FW LP | 2080_00003‐1 |  | AUTO | CLOSED | Steam | 2" | no data | 3644 | no data
Unit 2 | no | HRSG/LP/AUX STEAM | 01-VHLS985 | LP SPARGING STEAM drain after MOV | UNDER HRSG NORTH | HRSG/SPARGING LP/STEAM HEADER AUX | no data | no data | no data | HLS | 2080_00003‐1 |  | CLOSED | OPEN | no data | no data | no data | 5826 | V
Unit 2 | no | HRSG/LP/AUX STEAM | 01-VHLS999 | LP SPARGING STEAM drain after MOV BLOCK | UNDER HRSG NORTH | HRSG/SPARGING LP/STEAM HEADER AUX | no data | LP SPARGING STEAM DRAIN | NA | HLS | 2080_00003‐1 |  | CLOSED | OPEN | Water/Steam | 2" | no data | 5840 | V
Unit 2 | PRINTING | HRSG/LP/AUX STEAM | 01-MOV-HLS944 | LP SPARGING STEAM MOV EQUALIZING | HRSG Lower West | HRSG/SPARGING LP/STEAM HEADER AUX | no data | LP STEAM SPARGING | MOVDIG |  | 2080_00003‐1 |  | CLOSED | CLOSED | Steam | 3" | no data | 3365 | MOV
Unit 2 | PRINTING | HRSG/LP/AUX STEAM | 01-MOV-HLS944 | LP SPARGING STEAM MOV HANDWHEEL | HRSG LOWER WEST | HRSG/SPARGING LP/STEAM HEADER AUX | no data | no data | MOV handwheel | no data | 2080_00003‐1 |  | CLOSED | CLOSED | no data | no data | 5843.0 | 3366 | MOV
EXCLUDE | PRINTING | HRSG/LP/AUX STEAM | 01-MOV-HLS944 | LP SPARGING STEAM SHUTOFF VALVE | 01-LVB-PPL-1112 BR32/34/36OUTSIDE HRSG SWG ENCLOSURE | HRSG/SPARGING LP/STEAM HEADER AUX/01-MOV-HLS944 | no data | no data | 480 V CIRCUIT BREACKER | no data | no data |  | CLOSED | OPEN | no data | no data | 4016.0 | 3364 | MOV
Unit 2 | no | HRSG/LP/AUX STEAM | 01-VHLS993 | LP SPARGING STEAM STRAINER drain after PCV BLOCK | UNDER HRSG NORTH | HRSG/SPARGING LP/STEAM HEADER AUX | Sparging | LP SPARGING STEAM STRAIN DRAIN | NA | HLS | 2080_00003‐1 |  | CLOSED | OPEN | Water/Steam | 2" | no data | 5834 | V
Unit 2 | no | HRSG/LP/AUX STEAM | 01-VHLS992 | LP SPARGING STEAM STRAINER drain after PCV ROOT | UNDER HRSG NORTH | HRSG/SPARGING LP/STEAM HEADER AUX | no data | no data | no data | HLS | 2080_00003‐1 |  | CLOSED | OPEN | no data | no data | no data | 5833 | V
Unit 2 | PRINTING | HRSG/LP/BFW/BFP | 01-VHLS924 | LP DRUM TO BFP suction iso | UNDER LP DRUM WEST | HRSG/DRUM LP/BFP | BFP A/B suction | no data | no data | BFW | 2080_00003‐1 |  | OPEN | CLOSED | no data | no data | no data | 5762 | V
Unit 2 | no | HRSG/LP/LP BYPASS | 01-VLPS109 | LP steam Bypass drip leg CV isolation | ST lower East | no data | no data | DRIP LEG DRAIN | no data | LPS | PD-040A |  | CLOSED | OPEN | Steam | 2" | 1823.0 | 6334 | V
Unit 2 | no | HRSG/LP/LP DRUM | 01-VHLS944 | DRAIN AFTER LP DRUM LCV OUTLET ISO BLOCK | HRSG UPPER NORTH | HRSG/DRUM LP | no data | PREHEATER OUTLET DRAIN (DOWNSTREAM LCV) | NA | no data | 2080_00003‐1 |  | CLOSED | OPEN | Water | 2" | no data | 5785 | V
Unit 2 | no | HRSG/LP/LP DRUM | 01-VHLS943 | DRAIN AFTER LP DRUM LCV OUTLET ISO ROOT | HRSG UPPER NORTH | HRSG/DRUM LP | no data | PREHEATER OUTLET DRAIN (DOWNSTREAM LCV) | NA | no data | 2080_00003‐1 |  | CLOSED | OPEN | Water | 2" | no data | 5784 | V
Unit 2 | no | HRSG/LP/LP DRUM | 01-VHLS925 | DRAIN AFTER LP DUM LCV INLET ISO BLOCK | HRSG UPPER NORTH | HRSG/DRUM LP | no data | PREHEATER DRAIN | NA | no data | 2080_00003‐1 |  | CLOSED | OPEN | Water | 2" | no data | 5763 | V
Unit 2 | no | HRSG/LP/LP DRUM | 01-VHLS923 | DRAIN AFTER LP DUM LCV INLET ISO ROOT | HRSG UPPER NORTH | HRSG/DRUM LP | no data | PREHEATER DRAIN | NA | no data | 2080_00003‐1 |  | CLOSED | OPEN | Water | 2" | no data | 5761 | V
Unit 2 | no | HRSG/LP/LP DRUM | 01-VHLS998 | DRAIN BEFORE LP DRUM LCV INLET ISO BLOCK | HRSG UPPER NORTH | HRSG UPPER NORTH | no data | PREHEATER OUTLET DRAIN | NA | no data | 2080_00003‐1 |  | CLOSED | OPEN | Water | 2" | no data | 5839 | V
Unit 2 | no | HRSG/LP/LP DRUM | 01-VHLS997 | DRAIN BEFORE LP DUM LCV INLET ISO ROOT | HRSG UPPER NORTH | HRSG UPPER NORTH | no data | PREHEATER OUTLET DRAIN | NA | no data | 2080_00003‐1 |  | CLOSED | OPEN | Water | 2" | no data | 5838 | V
Unit 2 | no | HRSG/LP/LP DRUM | 01-VHLS947 | LP DRUM DA VENT 1 BLOCK | LP DRUM LANDING | HRSG/DRUM LP | no data | LP DRUM DEAERATOR VENT | NA | no data | 2080_00003‐1 |  | CLOSED | OPEN | Water/Steam | 2" | no data | 5788 | V
Unit 2 | no | HRSG/LP/LP DRUM | 01-VHLS832 | LP DRUM DA VENT 1 ISO ROOT | LP DRUM LANDING | HRSG/DRUM LP | no data | DEAERATOR VENT ISO | NA | no data | 2080_00003‐1 |  | CLOSED | OPEN | Water | 2" | no data | 5731 | V
Unit 2 | no | HRSG/LP/LP DRUM | 01-VHLS948 | LP DRUM DA VENT 2 BLOCK | LP DRUM LANDING | HRSG/DRUM LP | no data | LP DRUM DEAERATOR VENT | NA | no data | 2080_00003‐1 |  | CLOSED | OPEN | Water/Steam | 2" | no data | 5789 | V
Unit 2 | no | HRSG/LP/LP DRUM | 01-VHLS833 | LP DRUM DA VENT 2 ISO ROOT | LP DRUM LANDING | HRSG/DRUM LP | no data | DEAERATOR VENT ISO | NA | no data | 2080_00003‐1 |  | CLOSED | OPEN | Water | 2" | no data | 5732 | V
Unit 2 | no | HRSG/LP/LP DRUM | 01-VHLS967 | LP DRUM LE930A DRAIN BLOCK (EYEHI) | HRSG UPPER EAST | 01-LE-HLS930A | no data | LP DRUM LEVEL INDICATION DRAIN | NA | no data | 2080_00003‐1 |  | CLOSED | OPEN | Water/Steam | 2" | no data | 5808 | V
Unit 2 | no | HRSG/LP/LP DRUM | 01-VHLS966 | LP DRUM LE930A DRAIN ROOT (EYEHI) | HRSG UPPER EAST | 01-LE-HLS930A | no data | LP DRUM LEVEL INDICATION DRAIN | NA | no data | 2080_00003‐1 |  | CLOSED | OPEN | Water/Steam | 2" | no data | 5807 | V
Unit 2 | no | HRSG/LP/LP DRUM | 01-VHLS973 | LP DRUM LE930A LOWER ISO BLOCK (EYEHI) | HRSG UPPER EAST | 01-LE-HLS930A | no data | LP DRUM LEVEL GAUGE ISOLATION | NA | no data | 2080_00003‐1 |  | OPEN | CLOSED | Water/Steam | 2" | no data | 5814 | V
Unit 2 | no | HRSG/LP/LP DRUM | 01-VHLS972 | LP DRUM LE930A LOWER ISO ROOT (EYEHI) | HRSG UPPER EAST | 01-LE-HLS930A | no data | LP DRUM LEVEL GAUGE ISOLATION | NA | no data | 2080_00003‐1 |  | OPEN | CLOSED | Water/Steam | 2" | no data | 5813 | V
Unit 2 | no | HRSG/LP/LP DRUM | 01-VHLS965 | LP DRUM LE930A UPPER ISO BLOCK (EYEHI) | HRSG UPPER EAST | 01-LE-HLS930A | no data | LP DRUM LEVEL GAUGE ISOLATION | NA | no data | 2080_00003‐1 |  | OPEN | CLOSED | Water/Steam | 2" | no data | 5806 | V
Unit 2 | no | HRSG/LP/LP DRUM | 01-VHLS964 | LP DRUM LE930A UPPER ISO ROOT (EYEHI) | HRSG UPPER EAST | 01-LE-HLS930A | no data | LP DRUM LEVEL GAUGE ISOLATION | NA | no data | 2080_00003‐1 |  | OPEN | CLOSED | Water/Steam | 2" | no data | 5805 | V
Unit 2 | yes | HRSG/LP/LP DRUM | 01-LCV-HLS921 | LP DRUM LEVEL CONTROL VALVE | LP DRUM LANDING | HRSG/DRUM LP | no data | LP DRUM LEVEL CONTROL VALVE | POVCTRL | no data | 2080_00003‐1 |  | AUTO | CLOSED | Water | 12" | no data | 2650 | no data
Unit 2 | no | HRSG/LP/LP DRUM | 01-VHLS974 | LP DRUM NITROGEN SUPPLY ISO | LP DRUM LANDING | HRSG/DRUM LP | no data | LP DRUM NITROGEN ISOLATION | NA | no data | 2080_00003‐1 |  | OPEN | CLOSED | Water/Steam | 2" | no data | 5815 | V
Unit 2 | no | HRSG/LP/LP DRUM | 01-VHLS975 | LP DRUM NITROGEN SUPPLY NRV | LP DRUM LANDING | HRSG/DRUM LP | no data | LP DRUM NITROGEN SUPPLY NRV | NA | no data | 2080_00003‐1 |  | CLOSED | CLOSED | Water/Steam | 2" | no data | 5816 | V
Unit 2 | hung | HRSG/LP/LP DRUM | 01-VHLS806 | LP DRUM VENT BLOCK | LP DRUM LANDING | HRSG/DRUM LP | no data | LP SATURATED STEAM VENT | NA | no data | 2080_00003‐1 |  | CLOSED | OPEN | Water/Steam | 2" | no data | 5705 | V
Unit 2 | hung | HRSG/LP/LP DRUM | 01-VHLS805 | LP DRUM VENT ROOT | LP DRUM LANDING | HRSG/DRUM LP | no data | LP SATURATED STEAM VENT | NA | no data | 2080_00003‐1 |  | CLOSED | OPEN | Water/Steam | 2" | no data | 5704 | V
Unit 2 | PRINTING | HRSG/LP/LP DRUM | 01-VHLS942 | LP DUM LCV BYPASS | LP DRUM LANDING | HRSG/DRUM LP/ 01-LCV-HLS901 | no data | LP DRUM LCV BYPASS | NA | no data | 2080_00003‐1 |  | CLOSED | CLOSED | Water | 2" | no data | 5782 | V
Unit 2 | hung | HRSG/LP/LP DRUM | 01-VHLS942 | LP DUM LCV BYPASS EQUALIZATION | LP DRUM LANDING | HRSG/DRUM LP/ 01-LCV-HLS901 | no data | LP DRUM LCV BYPASS | NA | no data | 2080_00003‐1 |  | CLOSED | CLOSED | Water | 2" | no data | 5783 | V
Unit 2 | PRINTING | HRSG/LP/LP DRUM | 01-VHLS940 | LP DUM LCV INLET ISO | LP DRUM LANDING | HRSG/DRUM LP/ 01-LCV-HLS901 | no data | LP CV ISOLATION | NA | no data | 2080_00003‐1 |  | OPEN | CLOSED | Water | 10" | no data | 5778 | V
Unit 2 | hung | HRSG/LP/LP DRUM | 01-VHLS940 | LP DUM LCV INLET ISO EQUALIZATION | LP DRUM LANDING | HRSG/DRUM LP/ 01-LCV-HLS901 | no data | LP CV ISOLATION | NA | no data | 2080_00003‐1 |  | CLOSED | CLOSED | Water | 10" | no data | 5779 | V
Unit 2 | PRINTING | HRSG/LP/LP DRUM | 01-VHLS941 | LP DUM LCV OUTLET ISO | LP DRUM LANDING | HRSG/DRUM LP/ 01-LCV-HLS901 | no data | LP CV ISOLATION | NA | no data | 2080_00003‐1 |  | OPEN | CLOSED | Water | 10" | no data | 5780 | V
Unit 2 | hung | HRSG/LP/LP DRUM | 01-VHLS941 | LP DUM LCV OUTLET ISO EQUALIZATION | LP DRUM LANDING | HRSG/DRUM LP/ 01-LCV-HLS901 | no data | LP CV ISOLATION | NA | no data | 2080_00003‐1 |  | CLOSED | CLOSED | Water | 10" | no data | 5781 | V
Unit 2 | hung | HRSG/LP/LP DRUM | 01-YCV-HLS901 | LP IBD CONTROL VALVE | BD TANK LANDING | HRSG/DRUM LP/BLOWDOWN | no data | LP IBD CONTROL VALVE | POVCTRL | no data | 2080_00007‐1 |  | AUTO | OEPN | Water | 3" | no data | 6548 | no data
Unit 2 | hung | HRSG/LP/LP DRUM | 01-VHLS928 | LP IBD LOW POINT DRAIN | BLOWDOWN PIT | HRSG/DRUM LP/BLOWDOWN | no data | LP IBD LOW POINT DRAIN | NA | no data | 2080_00007‐1 |  | CLOSED | OPEN | Water | 2" | no data | 5766 | V
Unit 2 | hung | HRSG/LP/LP DRUM | 01-VHLS929 | LP IBD LOW POINT DRAIN | BLOWDOWN PIT | HRSG/DRUM LP/BLOWDOWN | no data | LP IBD LOW POINT DRAIN | NA | no data | 2080_00007‐1 |  | CLOSED | OPEN | Water | 2" | no data | 5767 | V
EXCLUDE | PRINTING | HRSG/LP/LP DRUM | 01-MOV-HLS908 | LP IBD MOV MAIN PWR FEED | 01-LVB-PPL-1112 BR37/39/41OUTSIDE HRSG SWG ENCLOSURE | HRSG/DRUM LP/BLOWDOWN | no data | no data | 480 V CIRCUIT BREACKER | FW LP | no data |  | CLOSED | OPEN | no data | no data | 4017.0 | 3359 | MOV
Unit 2 | no | HRSG/LP/LP DRUM | 01-MOV-HLS908 | LP IBD STOP | HRSG Lower NE | HRSG/DRUM LP/BLOWDOWN | no data | LP IBD STOP | MOVDIG | FW LP | 2080_00007‐1 |  | AUTO | OPEN | Water | 2 1/2" | no data | 3360 | MOV
Unit 2 | Hung | HRSG/LP/LP ECON | 01-VHLS823 | LP ECON DRAIN BLOCK | HRSG lower NW | HRSG/ECON LP | no data | no data | no data | CND | 2080_00006‐1 |  | CLOSED | OPEN | no data | no data | no data | 5722 | V
Unit 2 | Hung | HRSG/LP/LP ECON | 01-VHLS824 | LP ECON DRAIN BLOCK | HRSG lower NW | HRSG/ECON LP | no data | PREHEATER DRAIN | NA | CND | 2080_00006‐1 |  | CLOSED | OPEN | Water | 2" | no data | 5723 | V
Unit 2 | Hung | HRSG/LP/LP ECON | 01-VHLS921 | LP ECON DRAIN BLOCK | HRSG lower NW | HRSG/ECON LP | no data | PREHEATER DRAIN | NA | no data | 2080_00006‐1 |  | CLOSED | OPEN | Water | 2" | no data | 5759 | V
Unit 2 | Hung | HRSG/LP/LP ECON | 01-VHLS911 | LP ECON DRAIN ROOT | HRSG lower NE | HRSG/ECON LP | no data | PREHEATER DRAIN | NA | no data | 2080_00006‐1 |  | CLOSED | OPEN | Water | 2" | no data | 5749 | V
Unit 2 | Hung | HRSG/LP/LP ECON | 01-VHLS912 | LP ECON DRAIN ROOT | HRSG lower NE | HRSG/ECON LP | no data | PREHEATER DRAIN | NA | no data | 2080_00006‐1 |  | CLOSED | OPEN | Water | 2" | no data | 5750 | V
Unit 2 | Hung | HRSG/LP/LP ECON | 01-VHLS913 | LP ECON DRAIN ROOT | HRSG lower NW | HRSG/ECON LP | no data | PREHEATER DRAIN | NA | CND | 2080_00006‐1 |  | CLOSED | OPEN | Water | 2" | no data | 5751 | V
Unit 2 | Hung | HRSG/LP/LP ECON | 01-VHLS916 | LP ECON DRAIN ROOT | HRSG lower NW | HRSG/ECON LP | no data | PREHEATER DRAIN | NA | CND | 2080_00006‐1 |  | CLOSED | OPEN | Water | 2" | no data | 5754 | V
Unit 2 | Hung | HRSG/LP/LP ECON | 01-VHLS918 | LP ECON DRAIN ROOT | HRSG lower NW | HRSG/ECON LP | no data | PREHEATER DRAIN | NA | CND | 2080_00006‐1 |  | CLOSED | OPEN | Water | 2" | no data | 5756 | V
Unit 2 | Hung | HRSG/LP/LP ECON | 01-VHLS920 | LP ECON DRAIN ROOT | HRSG lower NW | HRSG/ECON LP | no data | PREHEATER DRAIN | NA | CND | 2080_00006‐1 |  | CLOSED | OPEN | Water | 2" | no data | 5758 | V
Unit 2 | PRINTING | HRSG/LP/LP ECON | 01-MOV-HLS931 | LP ECON Inlet MOV EQ | HRSGLower North | HRSG/ECON LP/ LP Econ Preheater/ 01-VHLS901/ 01-MOV-HLS901/ | no data | LP FEEDWATER INLET STOP | MOVDIG | FW LP | 2080_00006‐1 |  | CLOSED | CLOSED | Water | 10" | no data | 3362 | MOV
Unit 2 | PRINTING | HRSG/LP/LP ECON | 01-MOV-HLS931 | LP ECON Inlet MOV Handwheel | HRSGLower North | HRSG/ECON LP/ LP Econ Preheater/ 01-VHLS901/ 01-MOV-HLS901/ | no data | LP FEEDWATER INLET STOP | MOVDIG | FW LP | 2080_00006‐1 |  | AUTO | CLOSED | Water | 10" | no data | 3363 | MOV
EXCLUDE | PRINTING | HRSG/LP/LP ECON | 01-MOV-HLS931 | LP ECON INLET MOV MAIN PWR FEED | 01-LVB-PPL-1112 BR8/10/12OUTSIDE HRSG SWG ENCLOSURE | HRSG/ECON LP/01-MOV-HLS931 | no data | no data | 480 V CIRCUIT BREACKER | FW LP | no data |  | CLOSED | OPEN | no data | no data | 4008.0 | 3361 | MOV
Unit 2 | Hung | HRSG/LP/LP ECON | 01-MOV-HLS907 | LP ECON VENT MAIN HANDWHEEL | HRSG Upper North | HRSG/ECON LP/ LP Econ Preheater/ 01-VHLS901/ 01-MOV-HLS901/ | no data | LP ECON VENT | MOVDIG | FW LP | 2080_00006‐1 |  | CLOSED | OPEN | Water | 2" | no data | 3358 | MOV
EXCLUDE | PRINTING | HRSG/LP/LP ECON | 01-MOV-HLS907 | LP ECON VENT MAIN PWR FEED | 01-LVB-PPL-1112 BR13/15/17OUTSIDE HRSG SWG ENCLOSURE | HRSG/ECON LP/01-MOV-HLS907 | no data | no data | 480 V CIRCUIT BREACKER | no data | no data |  | CLOSED | OPEN | no data | no data | 4009.0 | 3357 | MOV
Unit 2 | PRINTING | HRSG/LP/LP ECON | 01-VHLS906 | LP ECON VENT ROOT | Under HRSG | HRSG/ECON LP/ LP Econ Preheater/ | no data | no data | no data | no data | 2080_00006‐1 |  | CLOSED | OPEN | no data | no data | 5668.0 | 5742 | V
Unit 2 | Hung | HRSG/LP/LP ECON | 01-VHLS910 | LP ECON VENT ROOT | HRSG UPPER NORTH | HRSG/ECON LP | no data | PREHEATER VENT | NA | no data | 2080_00006‐1 |  | CLOSED | OPEN | Water | 2" | no data | 5748 | V
Unit 2 | Hung | HRSG/LP/LP ECON | 01-VHLS914 | LP ECON VENT ROOT | HRSG UPPER NORTH | HRSG/ECON LP | no data | PREHEATER VENT | NA | no data | 2080_00006‐1 |  | CLOSED | OPEN | Water | 2" | no data | 5752 | V
Unit 2 | Hung | HRSG/LP/LP ECON | 01-VHLS915 | LP ECON VENT ROOT | HRSG UPPER NORTH | HRSG/ECON LP | no data | PREHEATER VENT | NA | no data | 2080_00006‐1 |  | CLOSED | OPEN | Water | 2" | no data | 5753 | V
Unit 2 | Hung | HRSG/LP/LP ECON | 01-VHLS917 | LP ECON VENT ROOT | HRSG UPPER NORTH | HRSG/ECON LP | no data | PREHEATER VENT | NA | no data | 2080_00006‐1 |  | CLOSED | OPEN | Water | 2" | no data | 5755 | V
Unit 2 | Hung | HRSG/LP/LP ECON | 01-VHLS919 | LP ECON VENT ROOT | HRSG UPPER NORTH | HRSG/ECON LP | no data | PREHEATER VENT | NA | no data | 2080_00006‐1 |  | CLOSED | OPEN | Water | 2" | no data | 5757 | V
Unit 2 | Hung | HRSG/LP/LP ECON | 01-VHLS922 | LP ECON VENT ROOT | HRSG UPPER NORTH | HRSG/ECON LP | no data | PREHEATER VENT | NA | no data | 2080_00006‐1 |  | OPEN | OPEN | Water | 2" | no data | 5760 | V
Unit 2 | Hung | HRSG/LP/LP ECON | 01-VHLS984 | LP ECON VENT ROOT | HRSG UPPER NORTH | HRSG/ECON LP | no data | PREHEATER VENT | NA | no data | 2080_00006‐1 |  | CLOSED | OPEN | Water | 2" | no data | 5825 | V
Unit 2 | no | HRSG/LP/LP ECON | 01-PCV-CND455 | LP ECONOMIZER INLET PCV | U2 HRSG LOWER | no data | no data | LP ECONOMIZER INLET PCV | no data | CND | PD-053A |  | OPEN | CLOSED | Water | 8" | 474.0 | 3637 | no data
Unit 2 | no | HRSG/LP/LP STEAM | 01-VHLS995 | LP SH DRAIN ISO | UNDER HRSG MID | HRSG/SH LP | no data | LP DRAIN POT STOP | NA | no data | 2080_00007‐1 |  | CLOSED | OPEN | Water | 2" | no data | 5836 | V
Unit 2 | no | HRSG/LP/LP STEAM | 01-YCV-HLS909 | LP SH DRAIN POT DRAIN | UNDER HRSG MID | HRSG/SH LP | no data | LP SUPERHEATER OUTLET DRAIN POT DRAIN | POVPOS | no data | 2080_00007‐1 |  | CLOSED | OPEN | Water | 2" | 5669.0 | 6549 | no data
Unit 2 | no | HRSG/LP/LP STEAM | 01-VLPS102 | LP STEAM DRIP LEG | U2 PLANT SW TURBINE BLDG | no data | no data | VENT/DRAIN/INSTRUMENTATION ROOT VALVE | no data | LPS | PD-040A |  | OPEN | CLOSED | Steam | 0.75" | 1817.0 | 6328 | V
Unit 2 | no | HRSG/LP/LP STEAM | 01-VLPS107 | LP STEAM DRIP LEG | U2 PLANT SW TURBINE BLDG | no data | no data | VENT/DRAIN/INSTRUMENTATION ROOT VALVE | no data | LPS | PD-040A |  | OPEN | CLOSED | Steam | 0.75" | 1821.0 | 6332 | V
Unit 2 | no | HRSG/LP/LP STEAM | 01-VHLS987 | LP STEAM HEADER Drip leg drain before MOV BLOCK | HRSG lower West | HRSG/SH LP/STEAM HEADER LP | no data | LP SUPERHEATER OUTLET DRAIN POT CLEANOUT DRAIN | NA | no data | 2080_00003‐2 |  | CLOSED | OPEN | Water/Steam | 1" | no data | 5828 | V
Unit 2 | no | HRSG/LP/LP STEAM | 01-VHLS986 | LP STEAM HEADER Drip leg drain before MOV ROOT | HRSG lower West | HRSG/SH LP/STEAM HEADER LP | no data | LP SUPERHEATER OUTLET DRAIN POT CLEANOUT DRAIN | NA | HLS | 2080_00003‐2 |  | CLOSED | OPEN | Water/Steam | 1" | no data | 5827 | V
Unit 2 | no | HRSG/LP/LP STEAM | 01-VLPS112 | LP steam header vents | Pipe Rack 2nd | no data | HRSG | VENT/DRAIN/INSTRUMENTATION ROOT VALVE | no data | LPS | PD-040A |  | CLOSED | OPEN | Steam | 0.75" | 1825.0 | 6336 | V
Unit 2 | no | HRSG/LP/LP STEAM | 01-VLPS123 | LP steam header vents | Pipe Rack 2nd | no data | HRSG | VENT/DRAIN/INSTRUMENTATION ROOT VALVE | no data | LPS | PD-040A |  | OPEN | CLOSED | Steam | 0.75" | 1826.0 | 6337 | V
Unit 2 | hung | HRSG/LP/LP STEAM | 01-MOV-HLS906 | LP STEAM OUTLET MOV HANDWHEEL | HRSG Lower West | HRSG/ SH LP/STEAM HEADER LP | no data | no data | Valve | no data | 2080_00003‐2 |  | OPEN | CLOSED | no data | no data | 5645.0 | 3355 | MOV
EXCLUDE | PRINTING | HRSG/LP/LP STEAM | 01-MOV-HLS906 | LP STEAM OUTLET MOV MAIN PWR FEED | 01-LVB-PPL-2112 BR 20/22/24 INSIDE HRSG SWG ENCLOSURE | HRSG/SH LP/STEAM HEADER LP/01-MOV-HLS906 | no data | no data | 480 V CIRCUIT BREACKER | no data | no data |  | CLOSED | OPEN | no data | no data | 4102.0 | 3354 | MOV
Unit 2 | PRINTING | HRSG/LP/LP STEAM | 01-MOV-HLS906 | LP STEAM OUTLET STOP | HRSG Lower West | HRSG/ SH LP/STEAM HEADER LP | no data | LP STEAM OUTLET STOP | MOVDIG | FW LP | 2080_00003‐2 |  | AUTO | CLOSED | Steam | 14" | no data | 3356 | MOV
Unit 2 | PRINTING | HRSG/LP/LP STEAM | 01-MOV-HLS902 | LP STEAM STARTUP VENT BLOCK MOV EQUALIZING | UNDER HRSG | HRSG/SH LP | no data | no data | no data | HLS | 2080_00003‐2 |  | CLOSED | CLOSED | no data | no data | no data | 3350 | no data
Unit 2 | PRINTING | HRSG/LP/LP STEAM | 01-MOV-HLS902 | LP STEAM STARTUP VENT BLOCK MOV HANDWHEEL | HRSG NW Landing | HRSG/SH LP | no data | LP SUPERHEATER OUTLET VENT | MOVDIG | FW LP | 2080_00003‐2 |  | AUTO | OEPN | Steam | 2" | no data | 3349 | MOV
EXCLUDE | PRINTING | HRSG/LP/LP STEAM | 01-MOV-HLS902 | LP STEAM STARTUP VENT BLOCK MOV PWR | 01-LVB-PPL-2112 BR 19/21/23 INSIDE HRSG SWG ENCLOSURE | HRSG/SH LP/01-MOV-HLS902 | no data | no data | 480 V CIRCUIT BREACKER | no data | no data |  | CLOSED | OPEN | no data | no data | 4100.0 | 3348 | MOV
Unit 2 | PRINTING | HRSG/LP/LP STEAM | 01-MOV-HLS905 | LP STEAM STARTUP VENT ROOT MOV EQUALIZING | UNDER HRSG | HRSG/SH LP | no data | no data | no data | HLS | 2080_00003‐2 |  | CLOSED | CLOSED | no data | no data | no data | 3353 | no data
Unit 2 | PRINTING | HRSG/LP/LP STEAM | 01-MOV-HLS905 | LP STEAM STARTUP VENT ROOT MOV HANDWHEEL | HRSG NW Landing | HRSG/SH LP | no data | LP SUPERHEATER OUTLET VENT | MOVDIG | FW LP | 2080_00003‐2 |  | AUTO | OEPN | Steam | 2" | no data | 3352 | MOV
EXCLUDE | PRINTING | HRSG/LP/LP STEAM | 01-MOV-HLS905 | LP STEAM STARTUP VENT ROOT MOV PWR | 01-LVB-PPL-2112 BR 14/16/18 INSIDE HRSG SWG ENCLOSURE | HRSG/SH LP/01-MOV-HLS905 | no data | no data | 480 V CIRCUIT BREACKER | no data | no data |  | CLOSED | OPEN | no data | no data | 4100.0 | 3351 | MOV
Unit 2 | no | HRSG/LP/LP STEAM | 01-VSTP108 | LP STEAM STRAINER DRAIN MANUAL ISOLATION | TURBINE BASEMENT | no data | no data | LP STEAM STRAINER DRAIN MANUAL ISOLATION | no data | STP | PD-303A |  | CLOSED | OPEN | Steam/Water | 1" | 1839.0 | 6434 | V
Unit 2 | no | LP STEAM/LP BYPASS | 01-VCND105 | LP Bypass spray drain (OUTSIDE DECK) | ST upper East (OUTSIDE DECK) | no data | Attemperator | DRAIN VALVE | no data | CND | PD-040A |  | CLOSED | OPEN | Water | 0.75" | 1264.0 | 4921 | V
Unit 2 | no | LP STEAM/LP BYPASS | 01-VCND158 | LP Bypass spray drain | ST upper East | no data | Attemperator | DRAIN VALVE | no data | CND | PD-040A |  | CLOSED | OPEN | Water | 0.75" | 1314.0 | 4972 | V
Unit 2 | no | LP STEAM/LP BYPASS | 01-VCND141 | LP Bypass spray isolation | ST upper East | no data | Attemperator | LPS BYPASS SPRAY SUPPLY ISOLATION | no data | CND | PD-040A |  | OPEN | CLOSED | Water | 1.5" | 1297.0 | 4955 | V
Unit 2 | no | LP STEAM/LP BYPASS | 01-TCV-CND726 | LP BYPASS SPRAY TCV | Unit 2 CONDENSATE CORNER | no data | no data | LP BYPASS SPRAY TCV | no data | CND | PD-040A |  | OPEN | CLOSED | Water | 1" | 548.0 | 3899 | no data
Unit 2 | no | LP STEAM/LP BYPASS | 01-VCND156 | LP Bypass spray flow transmitter (2) valves | ST upper East | no data | Attemperator | INSTRUMENT ISOLATION | no data | CND | PD-040A |  | OPEN | CLOSED | Water | 0.5" | 1312.0 | 4970 | V
Unit 2 | no | LP STEAM/LP BYPASS | 01-VCND169 | LP Bypass spray flow transmitter (2) valves | ST upper East | no data | Attemperator | INSTRUMENT ISOLATION | no data | CND | PD-040A |  | OPEN | CLOSED | Water | 0.5" | 1324.0 | 4982 | V
Unit 2 | no | LP STEAM/LP BYPASS | 01-VCND221 | LP Bypass spray isolation | ST upper East | no data | Attemperator | LP BYPASS SPRAY SUPPLY ISOLATION | no data | CND | PD-052A |  | OPEN | CLOSED | Water | 1.5" | 1364.0 | 5027 | V
Unit 2 | no | LP STEAM/LP BYPASS | 01-YV-CND725 | LP BYPASS VALVE SPRAY SUPPLY AUTOMATIC BLOCK | ST upper East | no data | no data | LP BYPASS VALVE SPRAY SUPPLY AUTOMATIC BLOCK | no data | CND | PD-040A |  | OPEN | CLOSED | Water | 1" | 1953.0 | 6612 | no data
Unit 2 | no | LP STEAM/LP BYPASS | 01-YV-LPS100A | LP bypass warm up valve | TURBINE BUILDING | no data | no data | no data | Valve | no data | no data |  | OPEN | CLOSED | no data | no data | 5657.0 | 6616 | no data
Unit 2 | no | LP STEAM/LP BYPASS | 01-PCV-LPS100 | LPS BYPASS VALVE | U2 STG BLDG UPPER | no data | no data | BYPASS VALVE | no data | LPS | PD-040A |  | OPEN | CLOSED | Steam | 12" | 479.0 | 3647 | no data
Unit 2 | no | LUBE OIL | 01MKV04AN101-M01 | LUBE OIL TANK VAPOR EXTRACTOR MOTOR | TCP | no data | no data | no data | 480 V MOLDED CASE BREAKER | no data | no data |  | CLOSED | OPEN | no data | no data | 5028.0 | 3223 | Electr
Unit 2 | no | LUBE OIL/ACCUMULATOR TANK | 01MPV01AA904 | LO Accumulator Tank "A" drain valve | LUBE OIL TANK | no data | no data | no data | GLOBE VALVE | MBSHIVL | LP-01193 |  | CLOSED | CLOSED | LO | 1" | 5955.0 | 3424 | Mitsu
Unit 2 | no | LUBE OIL/ACCUMULATOR TANK | 01MPV01AA905 | LO Accumulator Tank "B" drain valve | LUBE OIL TANK | no data | no data | no data | Globe valve | MBSHI | LP-01193 |  | CLOSED | CLOSED | LO | 1/2" | 5954.0 | 3425 | Mitsu
Unit 2 | no | LUBE OIL/ACCUMULATOR TANK | 01MPV01AA906 | LO Accumulator Tank "C" drain valve | LUBE OIL TANK | no data | no data | no data | Globe valve | MBSHI | LP-01193 |  | CLOSED | CLOSED | LO | 1/2" | 5953.0 | 3426 | Mitsu
Unit 2 | no | LUBE OIL/ACCUMULATOR TANK | 01MPV01AA907 | LO Accumulator Tank "D" drain | LUBE OIL TANK | no data | no data | no data | Globe valve | MBSHI | LP-01193 |  | CLOSED | OPEN | LO | 1/2" | 5952.0 | 3427 | Mitsu
Unit 2 | no | LUBE OIL/ACCUMULATOR TANK | 01MPV01AA501 | LO ACCUMULATOR TANK A ISO | LUBE OIL TANK | LUBE OIL/ACCUMULATOR TANK | no data | no data | ISO | MBSHI | LP-01193 |  | OPEN | CLOSED | LO | 1-1/2" | no data | 3396 | Mitsu
Unit 2 | no | LUBE OIL/ACCUMULATOR TANK | 01MPV01AA502 | LO ACCUMULATOR TANK A ISO | LUBE OIL TANK | LUBE OIL/ACCUMULATOR TANK | no data | no data | ISO | MBSHI | LP-01193 |  | OPEN | CLOSED | LO | 1-1/2" | no data | 3397 | Mitsu
Unit 2 | no | LUBE OIL/ACCUMULATOR TANK | 01MPV01AA503 | LO ACCUMULATOR TANK A ISO | LUBE OIL TANK | LUBE OIL/ACCUMULATOR TANK | no data | no data | ISO | MBSHI | LP-01193 |  | OPEN | CLOSED | LO | 1-1/2" | no data | 3398 | Mitsu
Unit 2 | no | LUBE OIL/ACCUMULATOR TANK | 01MPV01AA504 | LO ACCUMULATOR TANK A ISO | LUBE OIL TANK | LUBE OIL/ACCUMULATOR TANK | no data | no data | ISO | MBSHIVL | LP-01193 |  | OPEN | CLOSED | LO | 4" | no data | 3399 | Mitsu
Unit 2 | no | LUBE OIL/JACKING OIL | 01MKV05AP201-M01 | JACKING OIL PUMP A | TCP | no data | no data | no data | 480 V MOLDED CASE BREAKER | no data | no data |  | CLOSED | OPEN | no data | no data | 4934.0 | 3224 | Electr
Unit 2 |  | LUBE OIL/JACKING OIL | 01MKV05AA206 | JACKING OIL PUMP A DISCH ISO | TB GROUND LEVEL EAST | [7 empty] | OPEN | CLOSED
Unit 2 |  | LUBE OIL/JACKING OIL | 01MKV05AA202 | JACKING OIL PUMP A SUCTION ISO | TB GROUND LEVEL EAST | [7 empty] | OPEN | CLOSED
Unit 2 | no | LUBE OIL/JACKING OIL | 01MKV05AP202-M01 | JACKING OIL PUMP B | TCP | no data | no data | no data | 480 V MOLDED CASE BREAKER | no data | no data |  | CLOSED | OPEN | no data | no data | 4935.0 | 3225 | Electr
Unit 2 |  | LUBE OIL/JACKING OIL | 01MKV05AA207 | JACKING OIL PUMP B DISCH ISO | TB GROUND LEVEL EAST | [7 empty] | OPEN | CLOSED
Unit 2 |  | LUBE OIL/JACKING OIL | 01MKV05AA203 | JACKING OIL PUMP B SUCTION ISO | TB GROUND LEVEL EAST | [7 empty] | OPEN | CLOSED
Unit 2 |  | LUBE OIL/JACKING OIL | 01MKV05AA210 | JACKING OIL PUMP TO BEARING 3 | TB GROUND LEVEL EAST | [7 empty] | OPEN | CLOSED
Unit 2 |  | LUBE OIL/JACKING OIL | 01MKV05AA211 | JACKING OIL PUMP TO BEARING 4 | TB GROUND LEVEL EAST | [7 empty] | OPEN | CLOSED
Unit 2 |  | LUBE OIL/JACKING OIL | 01MKV05AA201 | LUBE OIL TO JACKING OIL SYSTEM BLOCK | TB GROUND LEVEL EAST | [7 empty] | OPEN | CLOSED
Unit 2 |  | LUBE OIL/JACKING OIL | 01MKV05AT201 | LUBE OIL TO JACKING OIL SYSTEM DRAIN | TB GROUND LEVEL EAST | [7 empty] | CLOSED | OPEN
Unit 2 |  | LUBE OIL/JACKING OIL | 01MKV05AA101 | LUBE OIL TO JACKING OIL SYSTEM ROOT | TB GROUND LEVEL EAST | [7 empty] | OPEN | CLOSED
Unit 2 | no | LUBE OIL/LO COOLER | 01MPV01AA902 | LO COOLER A INLET DRAIN (OIL) | LUBE OIL TANK | LUBE OIL/LO COOLER | no data | no data | DRAIN | MBSHI | LP-01193 |  | CLOSED | OPEN | LO | 1" | no data | 3420 | Mitsu
Unit 2 | no | LUBE OIL/LO COOLER | 01MPV01AA902 | LO COOLER A OUTLET DRAIN (OIL) | LUBE OIL TANK | LUBE OIL/LO COOLER | no data | no data | DRAIN | MBSHI | LP-01193 |  | CLOSED | OPEN | LO | 1" | no data | 3421 | Mitsu
Unit 2 | no | LUBE OIL/LO COOLER | 01MPV01AA903 | LO COOLER B INLET DRAIN (OIL) | LUBE OIL TANK | LUBE OIL/LO COOLER | no data | no data | DRAIN | MBSHI | LP-01193 |  | CLOSED | OPEN | LO | 1" | no data | 3422 | Mitsu
Unit 2 | no | LUBE OIL/LO COOLER | 01MPV01AA903 | LO COOLER B OUTLET DRAIN (OIL) | LUBE OIL TANK | LUBE OIL/LO COOLER | no data | no data | DRAIN | MBSHI | LP-01193 |  | CLOSED | OPEN | LO | 1" | no data | 3423 | Mitsu
Unit 2 | no | LUBE OIL/LO COOLER | 01MPV01AT101 | Lube oil COOLER switching valve | LUBE OIL TANK | no data | no data | no data | no data | no data | no data |  | NORTH COOLER | SOUTH COOLER | no data | no data | 5957.0 | 3447 | Mitsu
Unit 2 | no | LUBE OIL/LO COOLER | 01MPV01AA106 | Lube oil filter equalization valve | LUBE OIL TANK | LUBE OIL/LO COOLER | no data | no data | EQUAL | MBSHI | LP-01193 |  | OPEN | CLOSED | LO | 1" | no data | 3384 | Mitsu
Unit 2 | no | LUBE OIL/LO FILTER | 01MPV01AA912 | LO North Filter Clean Side Drain | LUBE OIL TANK | no data | no data | no data | DRAIN | MBSHI | LP-01191 |  | CLOSED | CLOSED | LO | 1-1/2" | 5961.0 | 3430 | Mitsu
Unit 2 | no | LUBE OIL/LO FILTER | 01MPV01AA911 | LO North Filter Dirty Side drain | LUBE OIL TANK | no data | no data | no data | DRAIN | MBSHI | LP-01191 |  | CLOSED | CLOSED | LO | 1-1/2" | 5962.0 | 3429 | Mitsu
Unit 2 | no | LUBE OIL/LO FILTER | 01MPV01AA914 | LO South Filter Clean side drain | LUBE OIL TANK | no data | no data | no data | DRAIN | MBSHI | LP-01191 |  | CLOSED | OPEN | LO | 1-1/2" | 5958.0 | 3431 | Mitsu
Unit 2 | no | LUBE OIL/LO FILTER | 01MPV01AA915 | LO South Filter DIRTY side drain | LUBE OIL TANK | no data | no data | no data | DRAIN | MBSHI | LP-01191 |  | CLOSED | OPEN | LO | 1-1/2" | no data | 3432 | Mitsu
Unit 2 | no | LUBE OIL/LO FILTER | 01MPV01AA918 | LO South Filter Vent | LUBE OIL TANK | no data | no data | no data | VENT | MBSHI | LP-01191 |  | OPEN | CLOSED | LO | 1" | 5960.0 | 3433 | Mitsu
Unit 2 | no | LUBE OIL/LO FILTER | 01MPV01AA125 | Lube oil filter equalization valve | LUBE OIL TANK | LUBE OIL/LO FILTER | no data | no data | EQUAL | MBSHI | LP-01191 |  | OPEN | CLOSED | LO | 3/4" | 5963.0 | 3390 | Mitsu
Unit 2 | no | LUBE OIL/LO FILTER | 01MPV01AT101 | Lube oil filter switching valve | LUBE OIL TANK | no data | no data | no data | no data | no data | no data |  | North filter | North filter | no data | no data | 5957.0 | 3448 | Mitsu
Unit 2 | no | LUBE OIL/LO FILTER | 01MPV01AA919 | NORTH Filter Vent | LUBE OIL TANK | no data | no data | no data | VENT | MBSHI | LP-01191 |  | OPEN | OPEN | LO | 1" | no data | 3434 | Mitsu
EXCLUDE | no | LUBE OIL/LO PMP A | 01MPV01AP101-M01 | LUBE OIL PMUP A POWER (AC) | HRSG-1 ENCLOSURE MCC 111 CUBICLE 2FM | no data | no data | no data | 480 V MOLDED CASE BREAKER | no data | no data |  | CLOSED | OPEN | no data | no data | 5851.0 | 3444 | Electr
EXCLUDE | no | LUBE OIL/LO PMP B | 01MPV01AP102-M01 | LUBE OIL PMUP B POWER (AC) | HRSG-1 ENCLOSURE MCC 211 CUBICLE 3FM | no data | no data | no data | 480 V MOLDED CASE BREAKER | no data | no data |  | CLOSED | OPEN | no data | no data | 5672.0 | 3445 | Electr
Unit 2 | no | LUBE OIL/LO TANK | 01MPV01AA003 | LUBE OIL TANK DRAIN | no data | LUBE OIL/LO TANK | no data | no data | DRAIN | LO | LP-01191 |  | CLOSED | OPEN | LO | 3" | no data | 3377 | Mitsu
Unit 2 | no | LUBE OIL/PURIFIER | 01MPV21AA902 | LO PURIFIER CASING DRAIN | LUBE OIL TANK | LUBE OIL/PURIFIER | no data | no data | Globe valve | MBSHI | LP-01195 |  | CLOSED | OPEN | LO | 3/4" | no data | 3474 | Mitsu
Unit 2 | no | LUBE OIL/PURIFIER | 01MPV21AA901 | LO PURIFIER FILTER CASING DRAIN | LUBE OIL TANK | LUBE OIL/PURIFIER | no data | no data | GLOBE VALVE | MBSHIVL | LP-01195 |  | CLOSED | OPEN | LO | 3/4" | no data | 3473 | Mitsu
Unit 2 | no | LUBE OIL/PURIFIER | 01MPV21AA903 | LO PURIFIER FILTER INLET DRAIN | LUBE OIL TANK | LUBE OIL/PURIFIER | no data | no data | Gate valve | MBSHI | LP-01195 |  | CLOSED | OPEN | LO | 3/4" | no data | 3475 | Mitsu
Unit 2 | no | LUBE OIL/PURIFIER | 01MPV21AA106 | LO PURIFIER OUTLET | LUBE OIL TANK | LUBE OIL/PURIFIER | no data | no data | Gate valve | MBSHI | LP-01195 |  | OPEN | CLOSED | LO | 1-1/2" | no data | 3463 | Mitsu
Unit 2 | no | LUBE OIL/PURIFIER | 01MPV21AA810 | LO PURIFIER VENT | LUBE OIL TANK | LUBE OIL/PURIFIER | no data | no data | GLOBE VALVE | MBSHIVL | LP-01195 |  | CLOSED | OPEN | LO | 3/4" | no data | 3472 | Mitsu
Unit 2 | no | LUBE OIL/PURIFIER | 01MPV21AP101-M01 | LUBE OIL PURIFIER PUMP MOTOR | TCP | no data | no data | no data | 480 V MOLDED CASE BREAKER | no data | no data |  | CLOSED | OPEN | no data | no data | 5017.0 | 3479 | Electr
Unit 2 | no | LUBE OIL/TANK/HEATER | 01MPV01AH101 | LUBE OIL HEATER (A) | TCP | no data | no data | no data | 480 V MOLDED CASE BREAKER | no data | no data |  | CLOSED | OPEN | no data | no data | 5029.0 | 3438 | Mitsu
Unit 2 | no | LUBE OIL/TANK/HEATER | 01MPV01AH102 | LUBE OIL HEATER (B) | TCP | no data | no data | no data | 480 V MOLDED CASE BREAKER | no data | no data |  | CLOSED | OPEN | no data | no data | 5030.0 | 3439 | Mitsu
Unit 2 | no | LUBE OIL/TANK/HEATER | 01MPV01AH103 | LUBE OIL HEATER (C) | TCP | no data | no data | no data | 480 V MOLDED CASE BREAKER | no data | no data |  | CLOSED | OPEN | no data | no data | 5031.0 | 3440 | Mitsu
Unit 2 | no | LUBE OIL/TANK/HEATER | 01MPV01AH104 | LUBE OIL HEATER (D) | TCP | no data | no data | no data | 480 V MOLDED CASE BREAKER | no data | no data |  | CLOSED | OPEN | no data | no data | 5032.0 | 3441 | Mitsu
Unit 2 | no | LUBE OIL/TURNING GEAR | 01MPV01AP401-M01 | LUBE OIL PMUP POWER (DC) | TCP | no data | no data | no data | Breaker | no data | no data |  | CLOSED | OPEN | no data | no data | 5850.0 | 3446 | Electr
Unit 2 | no | LUBE OIL/TURNING GEAR | 01MAK11AE101-M01 | TURNING GEAR MOTOR VFD#1 | TCP panel 01BMC01, BR11F | no data | no data | no data | 480 V MOLDED CASE BREAKER | no data | no data |  | CLOSED | OPEN | no data | no data | 5670.0 | 2809 | Electr
Unit 2 | no | LUBE OIL/TURNING GEAR | 01MAK11AE101-M01 | TURNING GEAR MOTOR VFD#2 | TCP panel 01BMC01, BR12M | no data | no data | no data | 480 V MOLDED CASE BREAKER | no data | no data |  | CLOSED | OPEN | no data | no data | 5671.0 | 2810 | Electr
Unit 2 | no | LUBE OIL/VAPOR EXTR A | 01MPV01AN101-M01 | LUBE OIL VAPOR EXTRACTOR A | TCP | no data | no data | no data | 480 V MOLDED CASE BREAKER | no data | no data |  | CLOSED | OPEN | no data | no data | 4932.0 | 3442 | Electr
Unit 2 | no | LUBE OIL/VAPOR EXTR B | 01MPV01AN102-M01 | LUBE OIL VAPOR EXTRACTOR B | TCP | no data | no data | no data | 480 V MOLDED CASE BREAKER | no data | no data |  | CLOSED | OPEN | no data | no data | 4933.0 | 3443 | Electr
Unit 2 | no | LUBE OIL/VAPOR EXTRACTOR | 01MPV03AA207 | LO VAPOR EXTRACTOR A SUCTON | LUBE OIL TANK | LUBE OIL/VAPOR EXTRACTOR | no data | no data | Butterfly valve | MBSHI | LP-01194 |  | OPEN | CLOSED | LO | 10" | no data | 3452 | Mitsu
Unit 2 | no | LUBE OIL/VAPOR EXTRACTOR | 01MPV03AA209 | LO VAPOR EXTRACTOR A/B SUCTON | LUBE OIL TANK | LUBE OIL/VAPOR EXTRACTOR | no data | no data | BUTTERFLY VALVE | MBSHIVL | LP-01194 |  | OPEN | CLOSED | LO | 8" | no data | 3454 | Mitsu
Unit 2 | no | LUBE OIL/VAPOR EXTRACTOR | 01MPV03AA208 | LO VAPOR EXTRACTOR B SUCTON | LUBE OIL TANK | LUBE OIL/VAPOR EXTRACTOR | no data | no data | Butterfly valve | MBSHI | LP-01194 |  | OPEN | CLOSED | LO | 10" | no data | 3453 | Mitsu
Unit 2 | no | LUBE OIL/VAPOR EXTRACTOR | 01MPV03AA201 | LO VAPOR EXTRACTOR MIST SEPARATOR INLET | LUBE OIL TANK | LUBE OIL/VAPOR EXTRACTOR | no data | no data | Butterfly valve | MBSHI | LP-01194 |  | OPEN | CLOSED | LO | 10" | no data | 3449 | Mitsu
Unit 2 | no | LUBE OIL/VAPOR EXTRACTOR | 01MPV03AA202 | LO VAPOR EXTRACTOR MIST SEPARATOR OUTLET | LUBE OIL TANK | LUBE OIL/VAPOR EXTRACTOR | no data | no data | Butterfly valve | MBSHI | LP-01194 |  | OPEN | CLOSED | LO | 10" | no data | 3450 | Mitsu
Unit 2 | no | OIL/WATER SEPARATOR | 01-VPDR105 | OWS INLET ISOLATION | no data | no data | no data | OWS INLET ISOLATION | no data | PDR | PD-960A |  | OPEN | CLOSED | OIL/WATER | 12" | no data | 6360 | V
EXCLUDE | no | OIL/WATER SEPARATOR | 01-WDR-CPL-01 | Unit 2 OIL/WATER SEPERATOR PWR 480VAC | 01-LVB-PPL-1114 BR 8/10/12OUTSIDE HRSG SWG ENCLOSURE | no data | no data | no data | 480 V CIRCUIT BREACKER | no data | no data |  | CLOSED | OPEN | no data | no data | 4040.0 | 6540 | Electr
EXCLUDE | no | OIL/WATER SEPARATOR | 01-WDR-PNL-02 | Unit 2 OIL-IN-WATER ANALYZER PWR 120VAC | 01-LVD-PPL-2111 BR 1 INSIDE HRSG SWG ENCLOSURE | no data | no data | no data | 208/120VAC CIRCUIT BREAKER | no data | no data |  | CLOSED | OPEN | no data | no data | 4113.0 | 6541 | Electr
Unit 2 | no | OIL/WATER SEPARATOR/WW SUMP | 01-VWDR137 | OIL WATER TO WW SUMP VENT | WASTE WATER SUMP AREA | no data | no data | VENT | no data | WDR | PD-960A |  | CLOSED | OPEN | Water | 0.75" | 1936.0 | 6539 | V
Unit 2 | no | OIL/WATER SEPARATOR/WW SUMP | 01-YV-WDR110 | Unit 2 OWS AUTOMATIC ISO | WASTE WATER SUMP AREA | no data | no data | Unit 2 OWS AUTOMATIC ISO | no data | WDR | PD-960A |  | OPEN | CLOSED | Water | 6" | 1957.0 | 6628 | no data
Unit 2 | no | SAMPLE CND | 01-VCND150 | CND DISCHARGE SAMPLE ISOLATION | Unit 2 1ST LEVEL PIPE RACK | no data | no data | CND DISCHARGE SAMPLE ISOLATION | no data | CND | PD-053A |  | OPEN | CLOSED | Water | 0.5" | 1306.0 | 4964 | V
Unit 2 | no | SAMPLE CND | 01-VCND155 | CND DISCHARGE SAMPLE ISOLATION | Unit 2 1ST LEVEL PIPE RACK | no data | no data | CND DISCHARGE SAMPLE ISOLATION | no data | CND | PD-053A |  | OPEN | CLOSED | Water | 0.5" | 1311.0 | 4969 | V
Unit 2 | no | SAMPLE HP DRUM | 01-VHHS991 | HP drum water sample ROOT | HRSG UPPER EAST | SAMPLE HP DRUM | HRSG/ HP Drum | HP DRUM WATER SAMPLE ISOLATION | NA | HHS | 2080_00005‐2 |  | OPEN | CLOSED | Water | 3/4" | no data | 5572 | V
Unit 2 | no | SAMPLE HP DRUM | 01-VHHS992 | HP drum water sample ROOT | HRSG UPPER EAST | SAMPLE HP DRUM | HRSG/ HP Drum | HP DRUM WATER SAMPLE ISOLATION | NA | HHS | 2080_00005‐2 |  | OPEN | CLOSED | Water | 3/4" | no data | 5573 | V
Unit 2 | no | SAMPLE HP SATURATED STEAM | 01-VHHS999 | HP saturated steam sample BLOCK | UNDR HP DRUM EAST | SAMPLE HP SATURATED STEAM | HRSG | HP SATURATED STEAM SAMPLE ISOLATION | NA | HHS | 2080_00005‐2 |  | OPEN | CLOSED | Water/Steam | 3/4" | no data | 5580 | V
Unit 2 | no | SAMPLE HP SATURATED STEAM | 01-VHHS998 | HP saturated steam sample ROOT | UNDR HP DRUM EAST | SAMPLE HP SATURATED STEAM | HRSG | HP SATURATED STEAM SAMPLE ISOLATION | NA | HHS | 2080_00005‐2 |  | OPEN | CLOSED | Water/Steam | 3/4" | no data | 5579 | V
Unit 2 | no | SAMPLE HP SH STEAM | 01-VHHS829 | HP SUPERHEATED STEAM SAMPLE ISO BLOCK | PIPE RACK 3RD | SAMPLE HP SH STEAM | no data | HP SUPERHEATED STEAM SAMPLE ISOLATION | NA | no data | 2080_00005‐3 |  | OPEN | CLOSED | Steam | 3/4" | no data | 5437 | V
Unit 2 | no | SAMPLE HP SH STEAM | 01-VHHS828 | HP SUPERHEATED STEAM SAMPLE ISO ROOT | PIPE RACK 3RD | SAMPLE HP SH STEAM | no data | HP SUPERHEATED STEAM SAMPLE ISOLATION | NA | no data | 2080_00005‐3 |  | OPEN | CLOSED | Steam | 3/4" | no data | 5436 | V
Unit 2 | no | SAMPLE HP SH STEAM | 01-VHPS828F | HPS superheated steam sample isolation | Pipe Rack 3rd | SAMPLE HP SH STEAM | HRSG/ST | no data | no data | HHS | PD-020A |  | OPEN | CLOSED | no data | no data | no data | 5878 | V
Unit 2 | no | SAMPLE HP SH STEAM | 01-VHPS829F | HPS superheated steam sample isolation | Pipe Rack 3rd | SAMPLE HP SH STEAM | HRSG/ST | no data | no data | HHS | PD-020A |  | OPEN | CLOSED | no data | no data | no data | 5879 | V
Unit 2 | no | SAMPLE HRH | 01-VHRS902 | HRH sample BLOCK | Pipe Rack 3rd | SAMPLE HRH | HRSG/ST | HOT REHEAT STEAM SAMPLE ISOLATION | NA | HRH | 2080_00004‐4 |  | OPEN | CLOSED | Steam | 3/4" | no data | 5939 | V
Unit 2 | no | SAMPLE HRH | 01-VHRS901 | HRH sample ROOT | Pipe Rack 3rd | SAMPLE HRH | HRSG/ST | HOT REHEAT STEAM SAMPLE ISOLATION | NA | HRH | 2080_00004‐4 |  | OPEN | CLOSED | Steam | 3/4" | no data | 5938 | V
Unit 2 | no | SAMPLE IP DRUM | 01-VHIS974 | IP drum water sample BLOCK | Under IP drum EAST | SAMPLE IP DRUM | HRSG/ IP Drum | IP DRUM WATER SAMPLE ISOLATION | NA | HIS | 2080_00004‐2 |  | OPEN | CLOSED | Water | 3/4" | no data | 5677 | V
Unit 2 | no | SAMPLE IP DRUM | 01-VHIS973 | IP drum water sample ROOT | Under IP drum EAST | SAMPLE IP DRUM | HRSG/ IP Drum | IP DRUM WATER SAMPLE ISOLATION | NA | HIS | 2080_00004‐2 |  | OPEN | CLOSED | Water | 3/4" | no data | 5676 | V
Unit 2 | no | SAMPLE IP STEAM | 01-VHIS983 | IP SUPERHEATED STEAM SAMPLE BLOCK | HRSG LOWER WEST | SAMPLE IP STEAM | no data | IP SUPERHEATED STEAM SAMPLE ISOLATION | NA | no data | 2080_00004‐3 |  | OPEN | CLOSED | Steam | 3/4" | no data | 5685 | V
Unit 2 | no | SAMPLE IP STEAM | 01-VHIS982 | IP SUPERHEATED STEAM SAMPLE ROOT | HRSG LOWER WEST | SAMPLE IP STEAM | no data | IP SUPERHEATED STEAM SAMPLE ISOLATION | NA | no data | 2080_00004‐3 |  | OPEN | CLOSED | Steam | 3/4" | no data | 5684 | V
Unit 2 | no | SAMPLE LP STEAM | 01-VHLS808 | LP STEAM SAMPLE | HRSG lower West | SAMPLE LP | no data | no data | no data | HLS | 2080_00003‐2 |  | OPEN | CLOSED | no data | no data | no data | 5707 | V
Unit 2 | no | SAMPLE LP STEAM | 01-VHLS809 | LP STEAM SAMPLE | HRSG lower West | SAMPLE LP | no data | no data | no data | HLS | 2080_00003‐2 |  | OPEN | CLOSED | no data | no data | no data | 5708 | V
Unit 2 | no | SAMPLE PANEL | 01-VDWS103 | Unit 2 SAMPLE PANEL SUPPLY | Unit 2 SAPMLE BUILDING OUTSIDE | no data | no data | Unit 2 SAMPLE PANEL SUPPLY | no data | DWS | PD-411 |  | OPEN | CLOSED | Water | 1" | 1571.0 | 5292 | V
Unit 2 | yes | SAMPLE/LP DRUM | 01-VHLS991 | LP DRUM SAMPLE BLOCK | UNDR LP DRUM WEST | HRSG/DRUM LP | no data | LP DRUM WATER SAMPLE ISOLATION | NA | no data | 2080_00003‐1 |  | OPEN | CLOSED | Water | 2" | no data | 5832 | V
Unit 2 | yes | SAMPLE/LP DRUM | 01-VHLS990 | LP DRUM SAMPLE ROOT | UNDR LP DRUM WEST | HRSG/DRUM LP | no data | LP DRUM WATER SAMPLE ISOLATION | NA | no data | 2080_00003‐1 |  | OPEN | CLOSED | Water | 2" | no data | 5831 | V
Unit 2 | no | SCR/AFCU | 01-VAQA803 | AMMONIA LINE Y #1 STRAINER ISO | HRSG EAST(AFCU SKID) | AFCU/STRAINER #1 | no data | AMMONIA LINE Y STRAINER ISO | BALL-MAN | SCR | D0010101 SH2 | 2080_59E45 | OPEN | CLOSED | Ammonia | 1/2 | no data | 3974 | V
Unit 2 | no | SCR/AFCU | 01-VAQA801 | AMMONIA LINE Y STRAINER #1 ISO | HRSG EAST(AFCU SKID) | AFCU/STRAINER #1 | no data | AMMONIA LINE Y STRAINER ISO | BALL-MAN | SCR | D0010101 SH2 | 2080_59E45 | OPEN | CLOSED | Ammonia | 1/2 | no data | 3972 | V
Unit 2 | no | SCR/AFCU | 01-VAQA804 | AMMONIA LINE Y STRAINER #2 ISO | HRSG EAST(AFCU SKID) | AFCU/STRAINER #2 | no data | AMMONIA LINE Y STRAINER ISO | BALL-MAN | SCR | D0010101 SH2 | 2080_59E45 | OPEN | CLOSED | Ammonia | 1/2 | no data | 3975 | V
Unit 2 | no | SCR/AFCU | 01-VAQA806 | AMMONIA LINE Y STRAINER #2 ISO | HRSG EAST(AFCU SKID) | AFCU/STRAINER #2 | no data | AMMONIA LINE Y STRAINER ISO | BALL-MAN | SCR | D0010101 SH2 | 2080_59E45 | OPEN | CLOSED | Ammonia | 1/2 | no data | 3977 | V
Unit 2 | no | SCR/AFCU | 01-VAQA802 | AMMONIA LINE Y-STRAINER #1 DRAIN VALVE | HRSG EAST(AFCU SKID) | AFCU/STRAINER #1 | no data | AMMONIA LINE Y-STRAINER DRAIN VALVE | BALL-MAN | SCR | D0010101 SH2 | 2080_59E45 | CLOSED | OPEN | Ammonia | 1/2 | no data | 3973 | V
Unit 2 | no | SCR/AFCU | 01-VAQA805 | AMMONIA LINE Y-STRAINER #2 DRAIN VALVE | HRSG EAST(AFCU SKID) | AFCU/STRAINER #2 | no data | AMMONIA LINE Y-STRAINER DRAIN VALVE | BALL-MAN | SCR | D0010101 SH2 | 2080_59E45 | CLOSED | OPEN | Ammonia | 1/2 | no data | 3976 | V
Unit 2 | no | SCR/AFCU | 01-VAQA101 | Unit 2 AFCU ISO | Unit 2 WEST OF "A" DILUTION AIR FAN | no data | no data | Unit 2 AFCU ISO | no data | AQA | PD-782 |  | OPEN | CLOSED | 19% Aqueous Ammonia | 1" | 552.0 | 3970 | V
EXCLUDE | no | SCR/AFCU | 01-SCR-HTR-01 | Unit 2 AMMONIA INJ HEATER | HRSG-1 MCC ENCLOSURE CUBICLE 03C | no data | no data | no data | 480 V RACK OUT BREAKER | no data | no data |  | CLOSED | OPEN | no data | no data | 3926.0 | 3827 | Electr
EXCLUDE | no | SCR/AFCU | 01-SCR-HTR-02 | Unit 2 AMMONIA INJ HEATER | HRSG-1 MCC ENCLOSURE CUBICLE 06C | no data | no data | no data | 480 V RACK OUT BREAKER | no data | no data |  | CLOSED | OPEN | no data | no data | 3931.0 | 3828 | Electr
Unit 2 | no | SEAL OIL | 01MKW04AA902 | AIR DETRAINING TANK TO SEAL OIL STRNR DRAIN | TUBINE BASEMENT | SEAL OIL | no data | no data | DRAIN | LO/SO | PD-0003-001 | 310RK233-28 | CLOSED | OPEN |  |  |  | 3244
Unit 2 | no | SEAL OIL | 01MKW04AA103 | AIR DETRAINING TANK TO SEAL OIL STRNR DRAIN | TUBINE BASEMENT | SEAL OIL | no data | no data | ISO | LO/SO | PD-0003-001 | 310RK233-28 | OPEN | CLOSED |  |  |  | 3241
Unit 2 | no | SEAL OIL | 01MKW01AA902 | LUBE OIL PUMP TO SEAL OIL STRNR DRAIN | TUBINE BASEMENT | SEAL OIL | no data | no data | DRAIN | LO/SO | PD-0003-001 | 310RK233-28 | CLOSED | OPEN | OIL | no data | no data | 3233 | Mitsu
Unit 2 | no | SEAL OIL | 01MKW01AA101 | LUBE OIL PUMP TO SEAL OIL STRNR INLET | TUBINE BASEMENT | SEAL OIL | no data | no data | ISO | LO/SO | PD-0003-001 | 310RK233-28 | OPEN | CLOSED | OIL | no data | no data | 3226 | Mitsu
Unit 2 | no | SEAL OIL | 01MKW01AA103 | LUBE OIL PUMP TO SEAL OIL STRNR OUTLET | TUBINE BASEMENT | SEAL OIL | no data | no data | ISO | LO/SO | PD-0003-001 | 310RK233-28 | OPEN | CLOSED | OIL | no data | no data | 3227 | Mitsu
Unit 2 | no | SEAL OIL | V-1 | MINI BULK CO2 OUTLET ISO | U2 TB SOUT OUTSIDE | no data | no data | no data | no data | no data | no data |  | OPEN | CLOSED | no data | no data | 6531.0 | 11835 | no data
Unit 2 | no | SEAL OIL | 01MKW03AA101 | SEAL OIL FLOAT TRAP INLET | Turbine Basement | no data | no data | no data | no data | no data | PD-0003-001 | 310RK233-28 | OPEN | CLOSED | no data | no data | 6537.0 | 3237 | Mitsu
Unit 2 | no | SEAL OIL | 01MKW03AA103 | SEAL OIL FLOAT TRAP OUTLET | Turbine Basement | no data | no data | no data | no data | no data | PD-0003-001 | 310RK233-28 | OPEN | CLOSED | no data | no data | 6538.0 | 3238 | Mitsu
Unit 2 | no | SEAL OIL | 01MKW03AA901 | SEAL OIL FLOAT TRAP VENT | Turbine Basement | no data | no data | no data | no data | no data | PD-0003-001 | 310RK233-28 | OPEN | CLOSED | no data | no data | 6536.0 | 3239 | Mitsu
Unit 2 | no | SEAL OIL | 01MKW01AA110 | SEAL OIL PRV INLET ISO | Turbine Basement | no data | no data | no data | no data | no data | PD-0003-001 | 310RK233-28 | OPEN | CLOSED | no data | no data | 6532.0 | 3230 | Mitsu
Unit 2 | no | SEAL OIL | 01MKW02AA801 | SEAL OIL REGULATOR H2 SUPPLY | Turbine Basement | U2 SEAL OIL | no data | no data | no data | no data | PD-0003-001 | 310RK233-28 | OPEN | CLOSED | no data | no data | 6535.0 | 3236 | Mitsu
Unit 2 | no | SEAL OIL | 01MKW01AA807 | SEAL OIL REGULATOR OIL SUPPLY | Turbine Basement | no data | no data | no data | no data | no data | PD-0003-001 | 310RK233-28 | OPEN | CLOSED | no data | no data | 6534.0 | 3232 | Mitsu
Unit 2 | no | SEAL OIL | 01MKW01AA112 | SEAL OIL STRAINER OUTLET | Turbine Basement | no data | no data | no data | no data | no data | PD-0003-001 | 310RK233-28 | OPEN | CLOSED | no data | no data | 6533.0 | 3231 | Mitsu
Unit 2 | no | SEAL OIL | 01MKW05AP202-M01 | SEAL OIL VACUUM PUMP MOTOR(B) | TCP | U2 SEAL OIL/ VAC PUMP B | no data | no data | 480 V MOLDED CASE BREAKER | no data | no data |  | CLOSED | OPEN | no data | no data | 5019.0 | 3250 | Electr
Unit 2 | no | SEAL OIL | 01MKW04AA101 | TO/FROM AIR DETRAINING TANK STRNR INLET | TUBINE BASEMENT | SEAL OIL | no data | no data | ISO | LO/SO | PD-0003-001 | 310RK233-28 | OPEN | CLOSED |  |  |  | 3240
Unit 2 | no | SEAL OIL/ AC PUMP | 01MKW01AP101-M01 | SEAL OIL PUMP (AC) | TCP | no data | no data | no data | 480 V MOLDED CASE BREAKER | no data | no data |  | CLOSED | OPEN | no data | no data | 4931.0 | 3235 | Electr
Unit 2 | no | SEAL OIL/ AC PUMP | 01MKW04AP101-M01 | SEAL OIL PUMP (DC) | TCP | no data | no data | no data | no data | no data | no data |  | CLOSED | OPEN | no data | no data | 5195.0 | 3246 | Electr
Unit 2 | no | SEAL OIL/ VAC PUMP A | 01MKW05AP201-M01 | SEAL OIL VACUUM PUMP MOTOR(A) | TCP | U2 SEAL OIL/ VAC PUMP A | no data | no data | 480 V MOLDED CASE BREAKER | no data | no data |  | CLOSED | OPEN | no data | no data | 5018.0 | 3248 | Electr
Unit 2 | no | SEAL OIL/ VAC PUMP A/VAC TANK | 01MKW05AP201 | SEAL OIL VACUUM PUMP A SUCTION ISO | TRBNIME BASEMENT | U2 SEAL OIL/ VAC PUMP A | no data | no data | ISO | no data | PD-0003-001 | 310RK233-28 | OPEN | CLOSED | VAPOR | no data | no data | 3247 | V
Unit 2 | no | SEAL OIL/ VAC PUMP B/VAC TANK | 01MKW05AP202 | SEAL OIL VACUUM PUMP B SUCTION ISO | TRBNIME BASEMENT | U2 SEAL OIL/ VAC PUMP B | no data | no data | ISO | no data | PD-0003-001 | 310RK233-28 | OPEN | CLOSED | VAPOR | no data | no data | 3249 | V
Unit 2 | no | SEAL OIL/AC PUMP | 01MKW01AA109 | SEAL OIL AC PUMP DISCHARGE ISO | TUBINE BASEMENT | SEAL OIL/AC PUMP | no data | no data | ISO | SO | PD-0003-001 | 310RK233-28 | OPEN | CLOSED | OIL | no data | no data | 3229 | Mitsu
Unit 2 | no | SEAL OIL/AC PUMP | 01MKW01AA904 | SEAL OIL AC PUMP DRAIN | TUBINE BASEMENT | SEAL OIL/AC PUMP | no data | no data | ISO | SO | PD-0003-001 | 310RK233-28 | CLOSED | CLOSED | OIL | no data | no data | 3234 | Mitsu
Unit 2 | no | SEAL OIL/AC PUMP | 01MKW01AA106 | SEAL OIL AC PUMP SUCTION ISO | TUBINE BASEMENT | SEAL OIL/AC PUMP | no data | no data | ISO | SO | PD-0003-001 | 310RK233-28 | OPEN | CLOSED | OIL | no data | no data | 3228 | Mitsu
Unit 2 | no | SEAL OIL/DC PUMP | 01MKW04AA108 | SEAL OIL DC PUMP DISCHARGE ISO | TUBINE BASEMENT | SEAL OIL/AC PUMP | no data | no data | ISO | SO | PD-0003-001 | 310RK233-28 | OPEN | CLOSED | OIL | no data | no data | 3243 | Mitsu
Unit 2 | no | SEAL OIL/DC PUMP | 01MKW04AA903 | SEAL OIL DC PUMP DRAIN | TUBINE BASEMENT | SEAL OIL/AC PUMP | no data | no data | ISO | SO | PD-0003-001 | 310RK233-28 | CLOSED | CLOSED | OIL | no data | no data | 3245 | Mitsu
Unit 2 | no | SEAL OIL/DC PUMP | 01MKW04AA105 | SEAL OIL DC PUMP SUCTION ISO | TUBINE BASEMENT | SEAL OIL/AC PUMP | no data | no data | ISO | SO | PD-0003-001 | 310RK233-28 | OPEN | CLOSED | OIL | no data | no data | 3242 | Mitsu
Unit 2 | no | SEAL OIL/HYDROGEN | 01-VCMG103 | H2 ISOLATION | U2 TB SE OUTSIDE | U2 SEAL OIL/ VAC PUMP B | no data | H2 ISOLATION | no data | CMG | PD-571 |  | OPEN | CLOSED | HYDROGEN | 1.5" | 1253.0 | 4910 | V
Unit 2 | no | SEAL OIL/HYDROGEN | 01-VCMG113 | H2 ISOLATION | U2 TB SE OUTSIDE | U2 SEAL OIL/ VAC PUMP A | no data | H2 ISOLATION | no data | CMG | PD-571 |  | OPEN | CLOSED | HYDROGEN | 1.5" | 1255.0 | 4912 | V
Unit 2 | no | SEAL OIL/HYDROGEN | 01-VCMG602 | H2 VENT | U2 TB SE OUTSIDE | no data | no data | VENT | no data | CMG | PD-571 |  | CLOSED | OPEN | HYDROGEN | 0.75" | 1258.0 | 4915 | V
Unit 2 | no | SEAL OIL/VAC TANK | MKW01AA104 | SEAL OIL VACUUM TANK SPRAY INLET | Turbine Basement | SEAL OIL/VAC TANK | no data | no data | ISO | SO | PD-0003-001 | 310RK233-28 | OPEN | CLOSED | OIL | no data | no data | 11784 | Mitsu
Unit 2 | no | ST | 01MAC11AA901-H01 | ST VACUUM BREAKER NO.1 (SPACE HEATER) | TCP | no data | no data | no data | no data | no data | no data |  | CLOSED | OPEN | no data | no data | 5138.0 | 2806 | Electr
Unit 2 | no | ST | 01MAC11AA902-H01 | ST VACUUM BREAKER NO.2 (SPACE HEATER | TCP | no data | no data | no data | no data | no data | no data |  | CLOSED | OPEN | no data | no data | 5137.0 | 2808 | Electr
Unit 2 | no | ST | 01LBC01AA103-H01 | ST VENTILATOR VALVE (SPACE HEATER) | TCP | no data | no data | no data | no data | no data | no data |  | CLOSED | OPEN | no data | no data | 5136.0 | 2634 | Electr
Unit 2 | no | ST CASING COOLING | 01QEB01AA105 | CASEING COOLING CELL (HP) SUPPLY AIR INLET VALVE | TURBINE BUILDING | no data | no data | CASING COOLING CELL (HP) SUPPLY AIR INLET VALVE | no data | ST | T3463AAAA230-2 |  | OPEN | CLOSED | no data | no data | 3802.0 | 3746 | Mitsu
Unit 2 | no | ST CASING COOLING | 01QEB01AA107 | CASEING COOLING CELL (IP) SUPPLY AIR INLET VALVE | TURBINE BUILDING | no data | no data | GASING COOLING GELL (IP) SUPPLY AIR INLET VALVE | no data | ST | T3463AAAA230-2 |  | OPEN | CLOSED | no data | no data | 3803.0 | 3748 | Mitsu
Unit 2 | no | ST CASING COOLING | 01QEB01AA109 | CASEING COOLING CELL (LP) SUPPLY AIR INLET VALVE | TURBINE BUILDING | no data | no data | CASING COOLING CELL (LP) SUPPLY AIR INLET VALVE | no data | ST | T3463AAAA230-2 |  | OPEN | CLOSED | no data | no data | 3804.0 | 3750 | Mitsu
Unit 2 | no | ST CASING COOLING | 01QEB01AA106 | CASING COOLING CELL (HP) OUTLET VALVE | no data | no data | no data | CASING COOLING CELL (HP) OUTLET VALVE | no data | ST | T3463AAAA230-2 |  | OPEN | CLOSED | no data | no data | no data | 3747 | Mitsu
Unit 2 | no | ST CASING COOLING | 01QEB01AA110 | CASING COOLING CELL (LP) OUTLET CHECK VALVE | no data | no data | no data | CASING COOLING CELL (LP) OUTLET CHECK VALVE | no data | ST | T3463AAAA230-2 |  | OPEN | CLOSED | no data | no data | no data | 3751 | Mitsu
Unit 2 | no | ST CASING COOLING | 01QEB01AA108 | CASJNG COOLING GELL (IP) OUTLET CHEGK VALVE | no data | no data | no data | CASJNG COOLING GELL (IP) OUTLET CHEGK VALVE | no data | ST | T3463AAAA230-2 |  | OPEN | CLOSED | no data | no data | no data | 3749 | Mitsu
Unit 2 | no | ST DRAINS | 01MAL01AA901 | CMV SEAT DRAIN MOTOR VALVE | TCP | no data | no data | CMV SEAT DRAIN MOV | MOV | ST | T3463AAAA230-1 |  | CLOSED | OPEN | no data | no data | 5050.0 | 2811 | Mitsu
Unit 2 | no | ST DRAINS | 01MAM30AA102 | CMV STEAM LEAK DRAIN VALVE | TCP | no data | no data | CMV STEAM LEAK DRAIN VALVE | MOV | ST | T3463AAAA230-1 |  | CLOSED | OPEN | no data | no data | 5049.0 | 2825 | Mitsu
Unit 2 | no | ST DRAINS | 01MAM30AA101 | CMV STEM LEAK RECOVERY MOTOR VALVE | TCP | no data | no data | GMV STEM LEAK RECOVERY MOTOR VALVE | MOV | ST | T3463AAAA230-1 |  | CLOSED | OPEN | no data | no data | 5052.0 | 2823 | Mitsu
Unit 2 | no | ST DRAINS | 01MAL04AA901 | CRV SEAT DRAIN MOTOR VALVE | TCP | no data | no data | CRV SEAT DRAIN MOTOR VALVE | MOV | ST | T3463AAAA230-1 |  | CLOSED | OPEN | no data | no data | 5051.0 | 2815 | Mitsu
Unit 2 | no | ST DRAINS | 01-YV-STP131 | HP ST DRAINS TANK DRAIN ON/OFF | STEAM DRAINS PIT | no data | no data | HP ST DRAINS TANK DRAIN ON/OFF | no data | STP | PD-304A |  | OPEN | CLOSED | Water | 6" | 1955.0 | 6625 | no data
Unit 2 | no | ST DRAINS | 01-YV-STP132 | HP ST DRAINS TANK DRAIN ON/OFF | STEAM DRAINS PIT | no data | no data | HP ST DRAINS TANK DRAIN ON/OFF | no data | STP | PD-304A |  | OPEN | CLOSED | Water | 6" | 1956.0 | 6626 | no data
Unit 2 | no | ST DRAINS | 01-VSTP105 | HP SV/CV seat drain | ST upper East | no data | ST | CMV SEAT DRAIN MANUAL ISOLATION | no data | STP | PD-303A |  | CLOSED | OPEN | Steam/Water | 1.5" | 1836.0 | 6431 | V
Unit 2 | no | ST DRAINS | 01-VSTP104 | HPS after seat drain | ST lower | no data | no data | HP STEAM INLET PIPE DRAIN MANUAL ISOLATION | no data | STP | PD-303A |  | CLOSED | OPEN | Steam/Water | 1.5" | 1835.0 | 6430 | V
Unit 2 | no | ST DRAINS | 01-VSTP107 | HRH SV/CV seat drain AOV iso | ST upper East | no data | ST | CRV SEAT DRAIN MANUAL ISOLATION | no data | STP | PD-303A |  | CLOSED | OPEN | Steam/Water | 1" | 1838.0 | 6433 | V
Unit 2 | no | ST DRAINS | 01-VSTP109 | LP STEAM INLET PIPE DRAIN MANUAL ISOLATION | no data | no data | no data | LP STEAM INLET PIPE DRAIN MANUAL ISOLATION | no data | STP | PD-303A |  | CLOSED | OPEN | Steam/Water | 1" | 1840.0 | 6435 | V
Unit 2 | no | ST DRAINS | 01MAL08AA903 | LP STEAM INLET PIPE DRAIN VALVE | TURBINE BUILDING | no data | no data | LP STEAM INLET PIPE DRAIN VALVE | DRAIN | ST | T3463AAAA230-1 |  | OPEN | OPEN | no data | no data | 3788.0 | 2821 | Mitsu
EXCLUDE | no | ST DRAINS | 01-PDR-CPL-01 | ST 1 DRNS SUMP PMP CTRL PNL REDUNDANT 1 120VAC | 01-LVD-PPL-21133 BR 7 TURBINE DECK SW | no data | no data | no data | 208/120VAC CIRCUIT BREAKER | no data | no data |  | CLOSED | OPEN | no data | no data | 4201.0 | 3660 | Electr
EXCLUDE | no | ST DRAINS | 01-PDR-CPL-01 | ST 1 DRNS SUMP PMP CTRL PNL REDUNDANT 2 120VAC | 01-LVD-PPL-21131 BR 15 NE CORNER TURBINE BLDG | no data | no data | no data | 208/120VAC CIRCUIT BREAKER | no data | no data |  | CLOSED | OPEN | no data | no data | 4159.0 | 3659 | Electr
Unit 2 | no | ST DRAINS | 01MAL06AA901 | ST IP TURBINE STEAM INLET PIPE DRAIN MOV | TCP | no data | no data | ST IP TURBINE STEAM INLET PIPE DRAIN MOTOR VALVE | MOV | ST | T3463AAAA230-1 |  | CLOSED | OPEN | no data | no data | 4952.0 | 2817 | Mitsu
Unit 2 | no | ST DRAINS | 01MAL02AA901 | STHP TURBINE STEAM INLET PIPE DRAIN MOV | TCP | no data | no data | ST HP TURBINE STEAM INLET PIPE DRAIN MOTOR VALVE | MOV | ST | T3463AAAA230-1 |  | CLOSED | OPEN | no data | no data | 4951.0 | 2813 | Mitsu
Unit 2 | no | ST DRAINS/HP DRAINS TANK | 01-VCND366 | HP Drains Tank spray CV bypass | STEAM DRAINS PIT | no data | HP DT | HP DRAINS TANK QUENCH TCV BYPASS VALVE | no data | CND | PD-304A |  | CLOSED | CLOSED | Water | 1.5" | 1443.0 | 5110 | V
Unit 2 | no | ST DRAINS/HP DRAINS TANK | 01-VCND198 | HP Drains Tank spray CV iso | STEAM DRAINS PIT | no data | HP DT | HP DRAINS TANK QUENCH SPRAY VALVE ISOLATION | no data | CND | PD-304A |  | OPEN | CLOSED | Water | 3" | 1353.0 | 5014 | V
Unit 2 | no | ST DRAINS/HP DRAINS TANK | 01-VCND367 | HP Drains Tank spray CV iso | STEAM DRAINS PIT | no data | HP DT | HP DRAINS TANK QUENCH TCV ISOLATION | no data | CND | PD-304A |  | OPEN | CLOSED | Water | 3" | 1444.0 | 5111 | V
Unit 2 | no | ST DRAINS/HP DRAINS TANK | 01-VCND200 | HP Drains Tank spray supply drain | STEAM DRAINS PIT | no data | HP DT | DRAIN VALVE | no data | CND | PD-304A |  | CLOSED | OPEN | Water | 0.75" | 1354.0 | 5015 | V
Unit 2 | no | ST DRAINS/HP DRAINS TANK | 01-VSTP116 | HP DT Drain | STEAM DRAINS PIT | no data | HP DT | DRAIN | no data | STP | PD-304A |  | CLOSED | OPEN | Steam | 2" | 1847.0 | 6442 | V
Unit 2 | no | ST DRAINS/HP DRAINS TANK | 01-VSTP114 | HP DT Drain before CV | STEAM DRAINS PIT | no data | HP DT | DRAIN | no data | STP | PD-304A |  | CLOSED | OPEN | Water | 0.75" | 1845.0 | 6440 | V
Unit 2 | no | ST DRAINS/HP DRAINS TANK | 01-VSTP130 | HP DT Drain before CV | STEAM DRAINS PIT | no data | HP DT | DRAIN | no data | STP | PD-304A |  | CLOSED | OPEN | Water | 0.75" | 1861.0 | 6456 | V
Unit 2 | no | ST DRAINS/HP DRAINS TANK | 01-VSTP113 | HP DT Drain to LP DT CV iso | STEAM DRAINS PIT | no data | HP DT | HP ST DRAINS TANK DRAIN ISOLATION | no data | STP | PD-304A |  | CLOSED | OPEN | Water | 6" | 1844.0 | 6439 | V
Unit 2 | no | ST DRAINS/HP DRAINS TANK | 01-VSTP115 | HP DT Drain to LP DT CV iso | STEAM DRAINS PIT | no data | HP DT | HP ST DRAINS TANK DRAIN ISOLATION | no data | STP | PD-304A |  | CLOSED | OPEN | Water | 6" | 1846.0 | 6441 | V
Unit 2 | no | ST DRAINS/HP DRAINS TANK | 01-VSTP370 | HP DT Drain to LP DT CV iso | STEAM DRAINS PIT | no data | HP DT | HP ST DRAINS TANK DRAIN ISOLATION | no data | STP | PD-304A |  | CLOSED | OPEN | Water | 6" | 1919.0 | 6517 | V
Unit 2 | no | ST DRAINS/HP DRAINS TANK | 01-VSTP371 | HP DT Drain to LP DT CV iso | STEAM DRAINS PIT | no data | HP DT | HP ST DRAINS TANK DRAIN ISOLATION | no data | STP | PD-304A |  | CLOSED | OPEN | Water | 6" | 1920.0 | 6518 | V
Unit 2 | no | ST DRAINS/LP DRAINS TANK | 01-TCV-CND718 | LP DRAINS TANK QUENCH SPRAY TCV | STEAM DRAINS PIT | no data | no data | LP DRAINS TANK QUENCH SPRAY TCV | no data | CND | PD-305A |  | OPEN | CLOSED | Water | 2" | 547.0 | 3898 | no data
Unit 2 | no | ST DRAINS/LP DRAINS TANK | 01-VCND262 | LP Drains Tank spray CV bypass | STEAM DRAINS PIT | no data | LP DT | LP DRAINS TANK QUENCH TCV BYPASS VALVE | no data | CND | PD-305A |  | CLOSED | CLOSED | Water | 2" | 1394.0 | 5057 | V
Unit 2 | no | ST DRAINS/LP DRAINS TANK | 01-VCND214 | LP Drains Tank spray CV iso | STEAM DRAINS PIT | no data | LP DT | LP DRAINS TANK SPRAY SUPPLY CV ISOLATION | no data | CND | PD-305A |  | OPEN | CLOSED | Water | 2.5" | 1362.0 | 5023 | V
Unit 2 | no | ST DRAINS/LP DRAINS TANK | 01-VCND261 | LP Drains Tank spray CV iso | STEAM DRAINS PIT | no data | LP DT | LP DRAINS TANK QUENCH TCV ISOLATION | no data | CND | PD-305A |  | OPEN | CLOSED | Water | 2.5" | 1393.0 | 5056 | V
Unit 2 | no | ST DRAINS/LP DRAINS TANK | 01-VCND215 | LP Drains Tank spray supply drain | STEAM DRAINS PIT | no data | LP DT | DRAIN VALVE | no data | CND | PD-305A |  | CLOSED | OPEN | Water | 0.75" | 1363.0 | 5024 | V
Unit 2 | no | ST DRAINS/LP DRAINS TANK | 01-VSTP152 | LP DT drain | STEAM DRAINS PIT | no data | LP DT | DRAIN | no data | STP | PD-305A |  | CLOSED | OPEN | Steam | 2" | 1883.0 | 6478 | V
Unit 2 | no | ST DRAINS/LP DRAINS TANK PUMPS | 01-VCND273 | Drains tank pumps seal water drain | STEAM DRAINS PIT | no data | ST DT pump | VENT VALVE | no data | CND | PD-306A |  | CLOSED | OPEN | Water | 0.5" | 1397.0 | 5060 | V
Unit 2 | no | ST DRAINS/LP DRAINS TANK PUMPS | 01-VCND272 | Drains tank pumps seal water iso | ST Drains Tank area | no data | ST DT pump | STEAM DRAINS PUMP SEAL WATER SUPPLY THROTTLING VALVE | no data | CND | PD-306A |  | OPEN | CLOSED | Water | 0.5" | 1396.0 | 5059 | V
Unit 2 | no | ST DRAINS/LP DRAINS TANK PUMPS | 01-VSTP165 | DT pmup A discharge | STEAM DRAINS PIT | no data | ST DT pump | LP STEAM DRAINS PUMP A DISCHARGE ISOLATION | no data | STP | PD-306A |  | OPEN | CLOSED | Water | 6" | 1896.0 | 6491 | V
Unit 2 | no | ST DRAINS/LP DRAINS TANK PUMPS | 01-VSTP164 | DT pmup A discharge drain | STEAM DRAINS PIT | no data | ST DT pump | DRAIN | no data | STP | PD-306A |  | CLOSED | OPEN | Water | 0.75" | 1895.0 | 6490 | V
Unit 2 | no | ST DRAINS/LP DRAINS TANK PUMPS | 01-VCND279 | DT pmup A seal supply | STEAM DRAINS PIT | no data | ST DT pump | STEAM DRAINS PUMP SEAL WATER SUPPLY THROTTLING VALVE | no data | CND | PD-306A |  | OPEN | CLOSED | Water | 0.5" | 1402.0 | 5065 | V
Unit 2 | no | ST DRAINS/LP DRAINS TANK PUMPS | 01-VCND280 | DT pmup A seal supply | STEAM DRAINS PIT | no data | ST DT pump | STEAM DRAINS PUMP SEAL WATER SUPPLY ISOLATION | no data | CND | PD-306A |  | OPEN | CLOSED | Water | 0.5" | 1403.0 | 5066 | V
Unit 2 | no | ST DRAINS/LP DRAINS TANK PUMPS | 01-VSTP178 | DT pmup B discharge | STEAM DRAINS PIT | no data | ST DT pump | LP STEAM DRAINS PUMP B DISCHARGE ISOLATION | no data | STP | PD-306A |  | OPEN | CLOSED | Water | 6" | 1909.0 | 6504 | V
Unit 2 | no | ST DRAINS/LP DRAINS TANK PUMPS | 01-VSTP177 | DT pmup B discharge drain | STEAM DRAINS PIT | no data | ST DT pump | DRAIN | no data | STP | PD-306A |  | CLOSED | OPEN | Water | 0.75" | 1908.0 | 6503 | V
Unit 2 | no | ST DRAINS/LP DRAINS TANK PUMPS | 01-VCND245 | DT pmup B seal supply | STEAM DRAINS PIT | no data | ST DT pump | STEAM DRAINS PUMP SEAL WATER SUPPLY THROTTLING VALVE | no data | CND | PD-306A |  | CLOSED | OPEN | Water | 0.5" | 1387.0 | 5050 | V
Unit 2 | no | ST DRAINS/LP DRAINS TANK PUMPS | 01-VCND244 | DT pmup B seal supply | STEAM DRAINS PIT | no data | ST DT pump | STEAM DRAINS PUMP SEAL WATER SUPPLY ISOLATION | no data | CND | PD-306A |  | OPEN | CLOSED | Water | 0.5" | 1386.0 | 5049 | V
Unit 2 | no | ST DRAINS/LP DRAINS TANK PUMPS | 01-VSTP118 | DT pump A suction drain | STEAM DRAINS PIT | no data | ST DT pump | DRAIN | no data | STP | PD-306A |  | CLOSED | OPEN | Water | 0.75" | 1849.0 | 6444 | V
Unit 2 | no | ST DRAINS/LP DRAINS TANK PUMPS | 01-VSTP158 | DT pump A suction drain | STEAM DRAINS PIT | no data | ST DT pump | DRAIN | no data | STP | PD-306A |  | CLOSED | OPEN | Water | 0.75" | 1889.0 | 6484 | V
Unit 2 | no | ST DRAINS/LP DRAINS TANK PUMPS | 01-VSTP117 | DT pump A suction vent | STEAM DRAINS PIT | no data | ST DT pump | GLAND STEAM CONDENSER DRAIN ISOLATION | no data | STP | PD-306A |  | CLOSED | OPEN | Water | 0.75" | 1848.0 | 6443 | V
Unit 2 | no | ST DRAINS/LP DRAINS TANK PUMPS | 01-VSTP157 | DT pump A suction vent | STEAM DRAINS PIT | no data | ST DT pump | VENT | no data | STP | PD-306A |  | CLOSED | OPEN | Water | 0.75" | 1888.0 | 6483 | V
Unit 2 | no | ST DRAINS/LP DRAINS TANK PUMPS | 01-VSTP124 | DT pump B suction drain | STEAM DRAINS PIT | no data | ST DT pump | DRAIN | no data | STP | PD-306A |  | CLOSED | OPEN | Water | 0.75" | 1855.0 | 6450 | V
Unit 2 | no | ST DRAINS/LP DRAINS TANK PUMPS | 01-VSTP171 | DT pump B suction drain | STEAM DRAINS PIT | no data | ST DT pump | DRAIN | no data | STP | PD-306A |  | CLOSED | OPEN | Water | 0.75" | 1902.0 | 6497 | V
Unit 2 | no | ST DRAINS/LP DRAINS TANK PUMPS | 01-VSTP126 | DT pump B suction vent | STEAM DRAINS PIT | no data | ST DT pump | VENT | no data | STP | PD-306A |  | CLOSED | OPEN | Water | 0.75" | 1857.0 | 6452 | V
Unit 2 | no | ST DRAINS/LP DRAINS TANK PUMPS | 01-VSTP170 | DT pump B suction vent | STEAM DRAINS PIT | no data | ST DT pump | VENT | no data | STP | PD-306A |  | CLOSED | OPEN | Water | 0.75" | 1901.0 | 6496 | V
Unit 2 | no | ST DRAINS/LP DRAINS TANK PUMPS | 01-VSTP166 | DT pump common discharge VENT | STEAM DRAINS PIT | no data | ST DT pump | VENT | no data | STP | PD-306A |  | CLOSED | OPEN | Water | 0.75" | 1897.0 | 6492 | V
Unit 2 | no | ST DRAINS/LP DRAINS TANK PUMPS | 01-VSTP386 | DT pump discharge vent | STEAM DRAINS PIT | no data | ST DT pump | CONDENSATE RECEIVER TANK ISOLATION | no data | STP | PD-306A |  | OPEN | CLOSED | Water | 6" | 5589.0 | 6519 | V
Unit 2 |  | ST DRAINS/LP DRAINS TANK PUMPS | 01-VPDR803 | LP DT PUMP A DISCHARGE ISO | STEAM DRAINS PIT | [7 empty] | OPEN | CLOSED
Unit 2 |  | ST DRAINS/LP DRAINS TANK PUMPS | 01-VPDR801 | LP DT PUMP A SUCTION DRAIN | STEAM DRAINS PIT | [7 empty] | CLOSED | OPEN
Unit 2 |  | ST DRAINS/LP DRAINS TANK PUMPS | 01-VPDR800 | LP DT PUMP A SUCTION ISO | STEAM DRAINS PIT | [7 empty] | OPEN | CLOSED
Unit 2 |  | ST DRAINS/LP DRAINS TANK PUMPS | 01-VPDR806 | LP DT PUMP B DISCHARGE ISO | STEAM DRAINS PIT | [7 empty] | OPEN | CLOSED
Unit 2 |  | ST DRAINS/LP DRAINS TANK PUMPS | 01-VPDR805 | LP DT PUMP B SUCTION DRAIN | STEAM DRAINS PIT | [7 empty] | CLOSED | OPEN
Unit 2 |  | ST DRAINS/LP DRAINS TANK PUMPS | 01-VPDR804 | LP DT PUMP B SUCTION ISO | STEAM DRAINS PIT | [7 empty] | OPEN | CLOSED
Unit 2 | no | ST/GLAND STEAM | 01-VAXS159 | ELECTRIC SUPERHEATER/SEPARATOR ISOLATION | Unit 2 GROUND FLOOR SOUTH OF ELECT SP HTR | no data | no data | SUPERHEATER/SEPARATOR ISOLATION | no data | AXS | PD-123A |  | OPEN | CLOSED | Steam | 3" | 597.0 | 4064 | V
Unit 2 | no | ST/GLAND STEAM | 01-VCND211 | Gland steam attemperator drain | ST upper East | no data | Attemperator | DRAIN VALVE | no data | CND | PD-300A |  | CLOSED | OPEN | Water | 0.75" | 1359.0 | 5020 | V
Unit 2 | no | ST/GLAND STEAM | 01-VCND212 | Gland steam attemperator isolation | ST upper East | no data | Attemperator | GLAND STEAM DSH SPRAY SUPPLY ISOLATION | no data | CND | PD-300A |  | OPEN | CLOSED | Water | 1" | 1360.0 | 5021 | V
Unit 2 | no | ST/GLAND STEAM | 01MAW01AN101-M01 | GLAND STEAM CONDENSER EXHAUST FAN (A) | TCP | no data | no data | no data | 480 V MOLDED CASE BREAKER | no data | no data |  | CLOSED | OPEN | no data | no data | 5015.0 | 2846 | Electr
Unit 2 | no | ST/GLAND STEAM | 01MAW01AN102-M01 | GLAND STEAM CONDENSER EXHAUST FAN (B) | TCP | no data | no data | no data | 480 V MOLDED CASE BREAKER | no data | no data |  | CLOSED | OPEN | no data | no data | 5016.0 | 2847 | Electr
Unit 2 | no | ST/GLAND STEAM | 01-VCND201 | Gland steam attemperator isolation | ST upper East | no data | Attemperator | GLAND STEAM DSH SPRAY SUPPLY STRAINER ISOLATION | no data | CND | PD-300A |  | OPEN | CLOSED | Water | 1" | 1355.0 | 5016 | V
Unit 2 | no | ST/GLAND STEAM | 01MAW01AA001 | GS EXHAUST FAN A INLET VLV | TB UPPER SW | no data | GS CONDENSER | GS EXHAUST FAN A INLET VLV | ISO | ST GS | no data |  | OPEN | CLOSED | no data | no data | no data | 2836 | Mitsu
Unit 2 | no | ST/GLAND STEAM | 01MAW01AA002 | GS EXHAUST FAN B INLET VLV | TB UPPER SW | no data | GS CONDENSER | GS EXHAUST FAN B INLET VLV | ISO | ST GS | no data |  | OPEN | CLOSED | no data | no data | no data | 2839 | Mitsu
Unit 2 | no | ST/GLAND STEAM | 01-MAW01AA001 | GS Exhauster A inlet | ST upper East | no data | GS condenser | no data | no data | STP | no data |  | OPEN | CLOSED | no data | no data | no data | 2837 | no data
Unit 2 | no | ST/GLAND STEAM | 01-MAW01AA001 | GS Exhauster A inlet | ST upper West | no data | ST seals | no data | no data | STP | no data |  | OPEN | CLOSED | no data | no data | no data | 2838 | no data
Unit 2 | no | ST/GLAND STEAM | 01-VSTP125 | GS Exhauster A outlet | ST upper West | no data | ST seals | GSC FAN EXHAUST CHECK VALVE | no data | STP | PD-302A |  | OPEN | CLOSED | AIR | 6" | 1856.0 | 6451 | V
Unit 2 | no | ST/GLAND STEAM | 01-MAW01AA002 | GS Exhauster B inlet | ST upper East | no data | GS condenser | no data | no data | STP | no data |  | OPEN | CLOSED | no data | no data | no data | 2840 | no data
Unit 2 | no | ST/GLAND STEAM | 01-MAW01AA002 | GS Exhauster B inlet | ST upper West | no data | ST seals | no data | no data | STP | no data |  | OPEN | CLOSED | no data | no data | no data | 2841 | no data
Unit 2 | no | ST/GLAND STEAM | 01-VSTP179 | GS Exhauster B outlet | ST upper West | no data | ST seals | GSC FAN EXHAUST ISOLATION | no data | STP | PD-302A |  | OPEN | CLOSED | AIR | 6" | 1910.0 | 6505 | V
Unit 2 | no | ST/GLAND STEAM | 01-VSTP183 | GS header drain | ST lower | no data | ST seals | GLAND STEAM HEADER DRAIN ISOLATION | no data | STP | PD-300A |  | OPEN | OPEN | Steam | 1" | 1914.0 | 6509 | V
Unit 2 | no | ST/GLAND STEAM | 01-VSTP184 | GS header drain | ST lower | no data | ST seals | GLAND STEAM HEADER DRAIN THROTTLE | no data | STP | PD-300A |  | OPEN | OPEN | Steam | 1" | 1915.0 | 6510 | V
Unit 2 | no | ST/GLAND STEAM | 01-VSTP185 | GS header drain | ST lower | no data | ST seals | GLAND STEAM HEADER DRAIN ISOLATION | no data | STP | PD-300A |  | OPEN | OPEN | Steam | 1" | 1916.0 | 6511 | V
Unit 2 | no | ST/GLAND STEAM | 01-VSTP159 | GS mist separator orphis drain | ST lower | no data | ST seals | GLAND STEAM MIST SEPARATOR DRAIN ISOLATION | no data | STP | PD-300A |  | OPEN | OPEN | Steam | 1" | 1890.0 | 6485 | V
Unit 2 | no | ST/GLAND STEAM | 01-VSTP181 | GS mist separator orphis drain | ST lower | no data | ST seals | GLAND STEAM MIST SEPARATOR DRAIN THROTTLE | no data | STP | PD-300A |  | OPEN | OPEN | Steam | 1" | 1912.0 | 6507 | V
Unit 2 | no | ST/GLAND STEAM | 01-VSTP132 | GS spill over CV bypass | ST lower | no data | ST seals | GLAND STEAM SPILLOVER CONTROL VALVE BYPASS | no data | STP | PD-300A |  | CLOSED | CLOSED | Steam | 6" | 1863.0 | 6458 | V
Unit 2 | no | ST/GLAND STEAM | 01-VSTP127 | GS spill over CV iso | ST lower | no data | ST seals | GLAND STEAM SPILLOVER CONTROL VALVE ISOLATION | no data | STP | PD-300A |  | OPEN | CLOSED | Steam | 8" | 1858.0 | 6453 | V
Unit 2 | no | ST/GLAND STEAM | 01-VSTP129 | GS spill over CV iso | ST lower | no data | ST seals | GLAND STEAM SPILLOVER CONTROL VALVE ISOLATION | no data | STP | PD-300A |  | OPEN | CLOSED | Steam | 12" | 1860.0 | 6455 | V
Unit 2 | no | ST/GLAND STEAM | 01-VAXS105 | GS superheater drain trap | ST lower | no data | ST seals | TRAP ISOLATION | no data | AXS | PD-123A |  | OPEN | OPEN | Steam | 0.75" | 557.0 | 4024 | V
Unit 2 | no | ST/GLAND STEAM | 01-VAX159 | GS supply iso before superheater | ST lower | no data | ST seals | no data | no data | STP | no data |  | OPEN | CLOSED | no data | no data | no data | 4018 | V
EXCLUDE | no | ST/GLAND STEAM | 01-AXS-HTR-01 | Unit 2 STEAM ELEC SUPERHEATER | HRSG-1 MCC ENCLOSURE CUBICLE 03D | no data | no data | no data | 480 V RACK OUT BREAKER | no data | no data |  | CLOSED | OPEN | no data | no data | 3924.0 | 2395 | Electr
Unit 2 | no | ST/GLAND STEAM CONDENSER | 01-VCND136 | GLAND STEAM CONDENSER CONDENSATE DRAIN (INLET) | Unit 2 CONDENSATE CORNER AREA | no data | no data | DRAIN VALVE | no data | CND | PD-052A |  | CLOSED | CLOSED | Water | 0.75" | 1292.0 | 4950 | V
Unit 2 | no | ST/GLAND STEAM CONDENSER | 01-VCND402 | GLAND STEAM CONDENSER CONDENSATE DRAIN (INLET) | ST upper East | no data | GS condenser | DRAIN VALVE | no data | CND | PD-052A |  | CLOSED | OPEN | Water | 1" | 1454.0 | 5121 | V
Unit 2 | no | ST/GLAND STEAM CONDENSER | 01-VCND403 | GLAND STEAM CONDENSER CONDENSATE DRAIN (OUTLET) | ST upper East | no data | GS condenser | DRAIN VALVE | no data | CND | PD-052A |  | CLOSED | OPEN | Water | 1" | 1455.0 | 5122 | V
Unit 2 | no | ST/GLAND STEAM CONDENSER | 01-VCND400 | Gland Steam Condenser vent (INLET) | ST upper East | no data | GS condenser | VENT VALVE | no data | CND | PD-052A |  | CLOSED | OPEN | Water | 1" | 1452.0 | 5119 | V
Unit 2 | no | ST/GLAND STEAM CONDENSER | 01-VCND401 | Gland Steam Condenser vent (OUTLET) | ST upper East | no data | GS condenser | VENT VALVE | no data | CND | PD-052A |  | CLOSED | OPEN | Water | 1" | 1453.0 | 5120 | V
EXCLUDE | no | U2 ACC/ACC GLYCOL | 01-ARM-MPM-03A | ACC GLYCOL RECIRC PMP 03A | 01-ACC-MCC-131, CUBICLE 12FD | no data | no data | no data | 480 V MOLDED CASE BREAKER | no data | no data |  | CLOSED | OPEN | no data | no data | 4602.0 | 2312 | Electr
EXCLUDE | no | U2 ACC/ACC GLYCOL | 01-ARM-MPM-03B | ACC GLYCOL RECIRC PMP 03B | 01-ACC-MCC-231, CUBICLE15FF | no data | no data | no data | 480 V MOLDED CASE BREAKER | no data | no data |  | CLOSED | OPEN | no data | no data | 4635.0 | 2313 | Electr
EXCLUDE | no | U2 ACC/ACC GLYCOL | 01-ARM-MPM-03C | ACC GLYCOL RECIRC PMP 03C | 01-ACC-MCC-131, CUBICLE 12FF | no data | no data | no data | 480 V MOLDED CASE BREAKER | no data | no data |  | CLOSED | OPEN | no data | no data | 4603.0 | 2314 | Electr
EXCLUDE | no | U2 BFP A | 01-BFW-MPM-02A | Unit 2 BFW LUBE OIL PUMP MOTOR A | HRSG-1 ENCLOSURE MCC 111 CUBICLE 12FD | no data | no data | no data | 480 V MOLDED CASE BREAKER | no data | no data |  | CLOSED | OPEN | no data | no data | 3967.0 | 2407 | Electr
EXCLUDE | no | U2 BFP B | 01-BFW-MPM-02B | Unit 2 BFW LUBE OIL PUMP MOTOR B | HRSG-1 ENCLOSURE MCC 211 CUBICLE 11FB | no data | no data | no data | 480 V MOLDED CASE BREAKER | no data | no data |  | CLOSED | OPEN | no data | no data | 5528.0 | 2408 | Electr
EXCLUDE | no | UPS | 01-LVF-UPS-01-201Q100 | U2 125VDC TO U2 UPS | MVB, UPS CAB 01-LVF-UPS-01 | no data | no data | no data | no data | no data | no data |  | CLOSED | OPEN | no data | no data | 6666.0 | 2773 | no data
EXCLUDE | no | UPS | 01-LVF-UPS-01-201Q100 | U2 125VDC TO UPS | MVB 01-LVF-UPS-01 | no data | no data | no data | no data | no data | no data |  | CLOSED | OPEN | no data | no data | 6667.0 | 2772 | no data
EXCLUDE | no | UPS | 01-LVE-CHG-01AQ011 | U2 Battery Charger "A" 125VDC output | MED VOLT BUILDING, CAB 01-LVE-CHG-01A | no data | no data | no data | no data | no data | no data |  | CLOSED | OPEN | no data | no data | 6674.0 | 2739 | no data
EXCLUDE | no | UPS | 01-LVE-ENC-01-202Q011 | U2 Battery Charger "B" 125VDC output | 01-LVE-ENC-01 | no data | no data | no data | no data | no data | no data |  | CLOSED | OPEN | no data | no data | 6665.0 | 2743 | no data
EXCLUDE | no | UPS | 01-LVE-CHG-01A | Unit 2 125VDC BATTERY CHARGER A (MVB) | MVB, 01-LVB-SWB-171, BR 14 | no data | no data | no data | 480 V CIRCUIT BREACKER | no data | no data |  | CLOSED | OPEN | no data | no data | 5218.0 | 2737 | Electr
EXCLUDE | no | UPS | 01-LVE-CHG-01B | Unit 2 125VDC BATTERY CHARGER B (MVB) | MVB, 02-LVB-SWB-271, BR 15 | no data | no data | no data | 480 V CIRCUIT BREACKER | no data | no data |  | CLOSED | OPEN | no data | no data | 5258.0 | 2740 | Electr
EXCLUDE | no | UPS | 01-LVF-UPS-01 | UPS 125VDC SYSTEM UNIT 01 | MVB, DOOR 2, DC DISTRIBUTION PANEL 01-LVE-PPL-01, F6 | no data | no data | no data | SWITCH | no data | no data |  | CLOSED | OPEN | no data | no data | 6759.0 | 2771 | no data
EXCLUDE | no | UPS | 01-LVF-UPS-01 | UPS BYPASS TRANSFORMER | BYPASS SWITCH Q500 UPS#1, DOOR 6 | no data | no data | no data | SWITCH | no data | no data |  | AUTO | Bypass | no data | no data | 6758.0 | 2768 | no data
EXCLUDE | no | UPS | 01-LVF-UPS-01 | UPS SYSTEM UNIT 01 | MVB, 01-LVB-SWB-171, BR 4 | no data | no data | no data | 480 V CIRCUIT BREACKER | no data | no data |  | CLOSED | OPEN | no data | no data | 5213.0 | 2769 | Electr
EXCLUDE | no | UPS | 01-LVF-UPS-01 | UPS SYSTEM UNIT 01 | MVB, DC DISTRIBUTION PANEL 01-LVE-PPL-01, F6 | no data | no data | no data | no data | no data | no data |  | CLOSED | OPEN | no data | no data | 5285.0 | 2770 | no data
Unit 2 | hung | WATER SIDE/AUX STEAM/AUX BOILER | 01-VAXS632 | Aux steam to U2 main block bypass | Aux boiler room | AUX BOILER/STEAM HEADER AUX | no data | no data | Valve | no data | no data |  | CLOSED | CLOSED | no data | no data | 5606.0 | 4102 | V
Unit 2 | hung | WATER SIDE/AUX STEAM/AUX BOILER | 01-VAXS631 | Aux steam to U2 main block iso | Aux boiler room | AUX BOILER/STEAM HEADER AUX | no data | no data | Valve | no data | no data |  | OPEN | CLOSED | no data | no data | 5605.0 | 4101 | V
Unit 2 | hung | WATER SIDE/AUX STEAM/AUX BOILER | 01-VAXS633 | Aux steam to U2 main header vent | Aux boiler room | AUX BOILER/STEAM HEADER AUX | no data | no data | Valve | no data | no data |  | CLOSED | OPEN | no data | no data | 5710.0 | 4103 | V
Unit 2 | Hung | WATER SIDE/AUX STEAM/AUX BOILER | 01-VAXS630 | Aux steam to U2 main iso | Aux boiler room | AUX BOILER/STEAM HEADER AUX | no data | no data | Valve | no data | no data |  | OPEN | CLOSED | no data | no data | 5604.0 | 4100 | V
EXCLUDE | no | WATER SIDE/BFP A | 01-BFW-MPM-01A | U2 BOILER FEED WATER PUMP A | MVB SWITHCGEAR 1, CUBICLE 02B | HRSG/FW HEADER/BFP A | no data | no data | 13.8 KV RACK-OUT BREAKER | no data | no data |  | CLOSED | OPEN | no data | no data | 5590.0 | 2405 | Electr
EXCLUDE | no | WATER SIDE/BFP B | 01-BFW-MPM-01B | U2 BOILER FEED WATER PUMP B | MVB SWITHCGEAR 2, CUBICLE 16A | HRSG/FW HEADER/BFP B | no data | no data | 13.8 KV RACK-OUT BREAKER | no data | no data |  | CLOSED | OPEN | no data | no data | 5527.0 | 2406 | Electr
Unit 2 | hung | WATER SIDE/CND | 01-VCND237 | CND HEADER CHARGE Demin Water drain | CRT area | no data | CND header | DRAIN/HYDRO FILL VALVE | no data | CND | PD-052A |  | CLOSED | OPEN | Water | 0.75" | 1379.0 | 5042 | V
Unit 2 | hung | WATER SIDE/CND | 01-VCND236 | CND HEADER CHARGE Demin Water ISO BLOCK | CRT area | no data | CND header | DEMIN FILL TO CND STOP CHECK | no data | CND | PD-052A |  | OPEN | CLOSED | Water | 3" | 6743.0 | 5041 | V
Unit 2 | hung | WATER SIDE/CND | 01-VCND238 | CND HEADER CHARGE Demin Water ISO ROOT | CRT area | no data | CND header | DEMIN FILL TO CND ISOLATION | no data | CND | PD-052A |  | OPEN | CLOSED | Water | 3" | 6744.0 | 5043 | V
EXCLUDE | no | WATER SIDE/CND A | 01-CND-MPM-01A | CONDENSATE PUMP A MAIN DISCONNECT | MVB SWITCHGEAR 11, CUBICLE 02A | HRSG/CND HEADER/CND PMP A | no data | no data | FUES | no data | no data |  | CLOSED | OPEN | no data | no data | 3908.0 | 2481 | Electr
EXCLUDE | no | WATER SIDE/CND B | 01-CND-MPM-01B | CONDENSATE PUMP B MAIN DISCONNECT | MVB SWITCHGEAR 21, CUBICLE 03A | HRSG/CND HEADER/CND PMP B | no data | no data | FUES | no data | no data |  | CLOSED | OPEN | no data | no data | 5653.0 | 2482 | Electr
EXCLUDE | no | WATER SIDE/CND C | 01-CND-MPM-01C | CONDENSATE PUMP C MAIN DISCONNECT | MVB SWITCHGEAR 11, CUBICLE 03B | HRSG/CND HEADER/CND PMP C | no data | no data | FUES | no data | no data |  | CLOSED | OPEN | no data | no data | 5655.0 | 2483 | Electr
Unit 2 | yes | WATER SIDE/CRT | 01-VDWS643 | CRT Emergency makeup drain | CRT landing | CRT | CRT | DRAIN | no data | DWS | PD-050A |  | CLOSED | OPEN | Water | 0.75" | 5744.0 | 5312 | V
Unit 2 | yes | WATER SIDE/CRT | 01-VDWS642 | CRT Emergency makeup Iso after CV | CRT landing | CRT | CRT | CONTROL VALVE ISOLATION | no data | DWS | PD-050A |  | OPEN | CLOSED | Water | 6" | 6745.0 | 5311 | V
Unit 2 | yes | WATER SIDE/CRT | 01-VDWS641 | CRT Emergency makeup Iso before CV | CRT landing | CRT | CRT | CONTROL VALVE ISOLATION | no data | DWS | PD-050A |  | OPEN | CLOSED | Water | 6" | 6746.0 | 5310 | V
Unit 2 | yes | WATER SIDE/CRT | 01-VDWS636 | CRT MAKEUP CV bypass | CRT landing | CRT | CRT | CONTROL VALVE ISOLATION | no data | DWS | PD-050A |  | OPEN | CLOSED | Water | 0.75" | 6749.0 | 5307 | V
Unit 2 | no | WATER SIDE/CRT | 01-VDWS648 | CRT Normal makeup drain | CRT landing | CRT | CRT | DRAIN | no data | DWS | PD-050A |  | CLOSED | OPEN | Water | 0.75" | 5840.0 | 5313 | V
Unit 2 | yes | WATER SIDE/CRT | 01-VDWS639 | CRT NORMAL MAKEUP Iso AFTER CV | CRT landing | CRT | CRT | CONTROL VALVE ISOLATION | no data | DWS | PD-050A |  | OPEN | CLOSED | Water | 4" | 6747.0 | 5309 | V
Unit 2 | yes | WATER SIDE/CRT | 01-VDWS638 | CRT NORMAL MAKEUP Iso before CV | CRT landing | CRT | CRT | CONTROL VALVE ISOLATION | no data | DWS | PD-050A |  | OPEN | CLOSED | Water | 4" | 6748.0 | 5308 | V
Unit 2 | hung | WATER SIDE/CRT | 01-VAXS145 | CRT Sparging steam CV bypass | CRT landing | no data | CRT | ACC SPRAGING MODULATING CONTROL VALVE BYPASS | no data | AXS | PD-050A |  | OPEN | CLOSED | Steam | 2.5" | 5998.0 | 4054 | V
Unit 2 |  | WATER SIDE/CRT | 01-VAXS168A | CRT Sparging steam CV INLET EQ | CRT Landing | [7 empty] | CLOSED | CLOSED
Unit 2 |  | WATER SIDE/CRT | 01-VAXS168B | CRT Sparging steam CV INLET EQ | CRT Landing | [7 empty] | CLOSED | CLOSED
Unit 2 | hung | WATER SIDE/CRT | 01-VAXS168 | CRT Sparging steam CV INLET iso | CRT landing | no data | CRT | ACC SPARGING MODULATING CONTROL VALVE ISOLATION | no data | AXS | PD-050A |  | OPEN | CLOSED | Steam | 6" | 604.0 | 4073 | V
Unit 2 |  | WATER SIDE/CRT | 01-VAXS165A | CRT Sparging steam CV OUTLET EQ | CRT Landing | [7 empty] | CLOSED | CLOSED
Unit 2 |  | WATER SIDE/CRT | 01-VAXS165A | CRT Sparging steam CV OUTLET EQ | CRT Landing | [7 empty] | CLOSED | CLOSED
Unit 2 | hung | WATER SIDE/CRT | 01-VAXS165 | CRT Sparging steam CV OUTLET iso | CRT landing | no data | CRT | ACC SPRAGING MODULATING CONTROL VALVE ISOLATION | no data | AXS | PD-050A |  | OPEN | CLOSED | Steam | 8" | 6633.0 | 4069 | V
Unit 2 | hung | WATER SIDE/CRT | 01-VAXS147 | CRT Sparging steam strainer drain | CRT landing | no data | CRT | DRAIN | no data | AXS | PD-050A |  | CLOSED | OPEN | Steam | 0.75" | 588.0 | 4055 | V
Unit 2 | hung | WATER SIDE/CRT | 01-VAXS182 | CRT Sparging steam strainer vent | CRT landing | no data | CRT | VENT | no data | AXS | PD-050A |  | CLOSED | OPEN | Steam | 1" | 608.0 | 4078 | V
Unit 2 | hung | WATER SIDE/CRT/AUX STEAM | 01-VAXS152 | Steam to air ejector CV bypass | CRT landing | no data | CRT/Air ejector | DA EJECTOR SUPPLY CONTROL VALVE BYPASS | no data | AXS | PD-050A |  | CLOSED | CLOSED | Steam | 1" | 591.0 | 4058 | V
Unit 2 | hung | WATER SIDE/CRT/AUX STEAM | 01-VAXS174 | Steam to air ejector CV iso | CRT landing | no data | CRT/Air ejector | DA EJECTOR CONTROL VALVE ISOLATION | no data | AXS | PD-050A |  | OPEN | CLOSED | Steam | 2" | 606.0 | 4076 | V
Unit 2 | hung | WATER SIDE/CRT/AUX STEAM | 01-VAXS175 | Steam to air ejector CV iso | CRT landing | no data | CRT/Air ejector | DA EJECTOR CONTROL VALVE ISOLATION | no data | AXS | PD-050A |  | OPEN | CLOSED | Steam | 2" | 607.0 | 4077 | V
Unit 2 | hung | WATER SIDE/CRT/AUX STEAM | 01-VAXS153 | Steam to air ejector drain | CRT landing | no data | CRT/Air ejector | DRAIN | no data | AXS | PD-050A |  | CLOSED | OPEN | Steam | 0.75" | 592.0 | 4059 | V
EXCLUDE | no | WATER SIDE/CRT/LP DRAINS TANK PUMPS | 01-STP-MPM-01A | LP DRAINS TANK PUMP MTR A | 01-ACC-MCC-131, CUBICLE 12FB | CRT/LP DRAINS TANK PMP A | no data | no data | 480 V MOLDED CASE BREAKER | no data | no data |  | CLOSED | OPEN | no data | no data | 6676.0 | 3880 | Electr
EXCLUDE | no | WATER SIDE/CRT/LP DRAINS TANK PUMPS | 01-STP-MPM-01B | LP DRAINS TANK PUMP MTR B | 01-ACC-MCC-231, CUBICLE14FB | CRT/LP DRAINS TANK PMP B | no data | no data | 480 V MOLDED CASE BREAKER | no data | no data |  | CLOSED | OPEN | no data | no data | 6677.0 | 3881 | Electr
Unit 2 | no | WATER SIDE/ECA/ECA PUMP A | 01LCA14AP101 | GT 2C/ECA RECIRCULATION PUMP (A) | TCP | HRSG/CND HEADER/ECA PMP A | no data | no data | 480 V MOLDED CASE BREAKER | no data | no data |  | CLOSED | OPEN | no data | no data | 5615.0 | 2637 | Mitsu
Unit 2 | no | WATER SIDE/ECA/ECA PUMP B | 01LCA14AP102 | GT 2C/ECA RECIRCULATION PUMP (B) | TCP | HRSG/CND HEADER/ECA PMP A | no data | no data | 480 V MOLDED CASE BREAKER | no data | no data |  | CLOSED | OPEN | no data | no data | 5614.0 | 2639 | Mitsu
Unit 2 | no | WATER SIDE/HRSG/CND | 01-CCF-SKD-02 | PHOSPHATE & AMMONIA MAIN FEED DISCONNECT | CHEM SHACK | HRSG/CHEMICAL FEED | no data | no data | DISCONNECT | no data | no data |  | CLOSED | OPEN | no data | no data | 5765.0 | 2451 | no data
EXCLUDE | PRINTING | WATER SIDE/LRVP/LRVP A | 01-ARM-MPM-01A | LRVP 01A BREAKER | 01-ACC-MCC-131, CUBICLE 10FM | ACC/LRVP A | no data | no data | 480 V MOLDED CASE BREAKER | no data | no data |  | CLOSED | OPEN | no data | no data | 4600.0 | 2302 | Electr
EXCLUDE | PRINTING | WATER SIDE/LRVP/LRVP B | 01-ARM-MPM-01B | LRVP 01B BREAKER | 01-ACC-MCC-231, CUBICLE12FM | ACC/LRVP B | no data | no data | 480 V MOLDED CASE BREAKER | no data | no data |  | CLOSED | OPEN | no data | no data | 5701.0 | 2303 | Electr
EXCLUDE | PRINTING | WATER SIDE/LRVP/LRVP C | 01-ARM-MPM-01C | LRVP 01C BREAKER | 01-ACC-MCC-151, CUBICLE11FM | ACC/LRVP C | no data | no data | 480 V MOLDED CASE BREAKER | no data | no data |  | CLOSED | OPEN | no data | no data | 5702.0 | 2304 | Electr
EXCLUDE | PRINTING | WATER SIDE/LRVP/LRVP D | 01-ARM-MPM-01D | LRVP 01D BREAKER | 01-ACC-MCC-251, CUBICLE12FM | ACC/LRVP D | no data | no data | 480 V MOLDED CASE BREAKER | no data | no data |  | CLOSED | OPEN | no data | no data | 5703.0 | 2305 | Electr
EXCLUDE | PRINTING | WATER SIDE/LRVP/LRVP E | 01-ARM-MPM-01E | LRVP 01E BREAKER | 01-ACC-MCC-251, CUBICLE13FM | ACC/LRVP E | no data | no data | 480 V MOLDED CASE BREAKER | no data | no data |  | CLOSED | OPEN | no data | no data | 5704.0 | 2306 | Electr

## Sheet1
DIFFERENT | PRINTING | FIRE SIDE/WATER WASH | 01-VCTP133 | UNIT 1 OFF LINE WASH CLEANING 3 WAY VALVE | UNIT 1 BEHIND LUBE OIL TANK | no data | no data | UNIT 1 OFF LINE WASH CLEANING 3 WAY VALVE | no data | CTP | PD-332 | CLOSED | CLOSED | Water | 3" | 1559.0 | 5276 | V
DIFFERENT | PRINTING | FIRE SIDE/WATER WASH | 01-VCTP123 | UNIT 1 ON LINE WASH CLEANING 3 WAY VALVE | UNIT 1 BEHIND LUBE OIL TANK | no data | no data | UNIT 1 ON LINE WASH CLEANING 3 WAY VALVE | no data | CTP | PD-332 | CLOSED | CLOSED | Water | 3" | 1555.0 | 5272 | V
DIFFERENT | PRINTING | FIRE SIDE/WATER WASH | 01-VCTP121 | Water wash skid offline 01-VCTP121 | inside CT enclosure unit 1 | no data | no data | UNIT 1 ON LINE WASH SUPPLY ISOLATION AT CT PACKAGE | no data | CTP | PD-332 | CLOSED | CLOSED | Water | 3" | 6655.0 | 5271 | V
DIFFERENT | PRINTING | FIRE SIDE/WATER WASH | 01-VCTP131 | Water wash skid online 01-VCTP131 | inside Gt ENCLOSURE unit 1 | no data | no data | UNIT 1 OFF LINE WASH SUPPLY ISOLATION AT CT PACKAGE | no data | CTP | PD-332 | CLOSED | CLOSED | Water | 3" | 6657.0 | 5275 | V
DIFFERENT | HUNG | GENERATOR/GCB/GSU | 57GG-1/Q81 | U1 GCB Ground (GENERATOR side) | GCB landing | no data | no data | no data | no data | no data | no data | OPEN | CLOSED | no data | no data | 5835.0 | 11475 | no data
DIFFERENT | HUNG | GENERATOR/GCB/GSU | 57GG-2/Q81 | U2 GCB Ground (GENERATOR side) | GCB landing | no data | no data | no data | no data | no data | no data | OPEN | CLOSED | no data | no data | 5863.0 | 11122 | no data
DIFFERENT | HUNG | GENERATOR/GCB/GSU | 57TG-1/Q82 | U1 GCB Ground (transformer side) | GCB landing | no data | no data | no data | no data | no data | no data | OPEN | CLOSED | no data | no data | 5871.0 | 11814 | Mitsu